## TAKEOFF-ACCESSORIES
UNITS | Label | DUCT SIZE | ACCESSORIES1 | ACCESSORIES2 | REMARK | Total
TRANSFER DUCT | 45 ELBOW | 200 | w/ 1” ACOUSTICAL LINING | . | . | 2
TRANSFER DUCT | FLEX DUCT | 150 | w/ 1” ACOUSTICAL LINING | . | . | 2
TRANSFER DUCT | RCF | 1200X650 | w/ 1” ACOUSTICAL LINING | . | . | 1
TRANSFER DUCT | RCF | 600X350 | w/ 1” ACOUSTICAL LINING | . | . | 4
TRANSFER DUCT | RCF | 800X300 | w/ 1” ACOUSTICAL LINING | . | . | 2
TRANSFER DUCT | RCF | 800X400 | w/ 1” ACOUSTICAL LINING | . | . | 1
TRANSFER DUCT | RCF | 800X600 | w/ 1” ACOUSTICAL LINING |  |  | 2
TRANSFER DUCT | RCF | 813X254 | w/ 1” ACOUSTICAL LINING | . | . | 1
TRANSFER DUCT | RCFF | 450X200 | w/ 1” ACOUSTICAL LINING | . | . | 1
TRANSFER DUCT | RCFF | 550X300 | w/ 1” ACOUSTICAL LINING | . | . | 5
TRANSFER DUCT | RCFF | 813X254 | w/ 1” ACOUSTICAL LINING | . | . | 1
TRANSFER DUCT | RCFF | 900X800 | w/ 1” ACOUSTICAL LINING | . | . | 1
TRANSFER DUCT | RISERS | 125 | w/ 1” ACOUSTICAL LINING | . | . | 3
TRANSFER DUCT | RISERS | 1200X650 | w/ 1” ACOUSTICAL LINING | . | . | 1
TRANSFER DUCT | RISERS | 150X150 | w/ 1” ACOUSTICAL LINING | . | . | 2
TRANSFER DUCT | RISERS | 3000X2000 | w/ 1” ACOUSTICAL LINING | . | . | 1
TRANSFER DUCT | RISERS | 400X200 | w/ 1” ACOUSTICAL LINING | . | . | 2
TRANSFER DUCT | RISERS | 600X250 | w/ 1” ACOUSTICAL LINING | . | . | 3
TRANSFER DUCT | RISERS | 800X300 | w/ 1” ACOUSTICAL LINING | . | . | 2
TRANSFER DUCT | RISERS | 800X400 | w/ 1” ACOUSTICAL LINING | . | . | 1
TRANSFER DUCT | RISERS | 800X600 | w/ 1” ACOUSTICAL LINING |  |  | 2
TRANSFER DUCT | RISERS | 813X254 | w/ 1” ACOUSTICAL LINING | . | . | 7
TRANSFER DUCT | TURNING VANES | 800X300 | w/ 1” ACOUSTICAL LINING | . | . | 1
TRANSFER DUCT | VOL | 3000X2000 | w/ 1” ACOUSTICAL LINING | . | . | 1
TRANSFER DUCT | VOL | 400X200 | w/ 1” ACOUSTICAL LINING | . | . | 1
TRANSFER DUCT | WIRE MESH | 250X100 | w/ 1” ACOUSTICAL LINING | . | . | 10
TRANSFER DUCT | WIRE MESH | 400X200 | w/ 1” ACOUSTICAL LINING | . | . | 4
TRANSFER DUCT | WIRE MESH | 250X100 | w/ 1” ACOUSTICAL LINING | . | . | 2
VA-332-VA-0001 | RISERS | 350X250 | . | . | . | 2
VA-332-VA-0001 | RISERS | 450X400 | . | . | . | 2
VA-332-VA-0001 | RISERS | 500X450 | . | . | . | 1
VA-332-VA-0001 | RISERS | 600X450 | . | . | . | 1
VA-332-VA-0001 | RISERS | 660X457 | . | . | . | 3
VA-332-VA-0001 | VOL | 660X457 | . | . | . | 1
VA-333-VA-0001 | CANEVAS | 457X457 | . | . | . | 1
VA-333-VA-0001 | RISERS | 406X203 | . | . | . | 1
VA-333-VA-0001 | RISERS | 457X457 | . | . | . | 1
VA-333-VA-0001 | RISERS | 508X254 | . | . | . | 1
VA-333-VA-0001 | RISERS | 635X356 | . | . | . | 1
VA-333-VA-0001 | RISERS | 711X254 | . | . | . | 1
VA-333-VA-0001 | RISERS | 711X305 | . | . | . | 1
VA-333-VA-0001 | VOL | 635X356 | . | . | . | 1
VA-334-VA-0001 | RISERS | 1016X254 | . | . | . | 1
VA-334-VA-0001 | RISERS | 356X254 | . | . | . | 2
VA-334-VA-0001 | RISERS | 457X254 | . | . | . | 1
VA-334-VA-0001 | RISERS | 457X457 | . | . | . | 2
VA-334-VA-0001 | RISERS | 610X254 | . | . | . | 1
VA-334-VA-0001 | RISERS | 813X254 | . | . | . | 1
VA-334-VA-0001 | RISERS | 914X254 | . | . | . | 1
VA-334-VA-0001 | VOL | 457X457 | . | . | . | 1
VACF-301 | CANEVAS | 1165X914 | . | . | . | 1
VACF-301 | CANEVAS | 1450X610 | . | . | . | 2
VACF-301 | CANEVAS | 1473X914 | . | . | . | 2
VACF-301 | CANEVAS | 1524X1016 | . | . | . | 1
VACF-301 | CANEVAS | 1524X1219 | . | . | . | 2
VACF-301 | RCF | 610X356 | . | . | . | 1
VACF-301 | RCF | 850X675 | . | . | . | 1
VACF-301 | RCFF | 200X200 | . | . | . | 5
VACF-301 | RCFF | 250X200 | . | . | . | 2
VACF-301 | RCFF | 250X250 | . | . | . | 3
VACF-301 | RCFF | 300X250 | . | . | . | 1
VACF-301 | RCFF | 400X350 | . | . | . | 2
VACF-301 | RCFF | 400X375 | . | . | . | 5
VACF-301 | RCFF | 600X350 | . | . | . | 2
VACF-301 | RCFF | 610X356 | . | . | . | 1
VACF-301 | RE | 200X200 | . | . | . | 11
VACF-301 | RE | 2438X2235 | . | . | . | 1
VACF-301 | RE | 2438X762 | . | . | . | 1
VACF-301 | RE | 300X150 | . | . | . | 1
VACF-301 | RISERS | 1524X1016 | . | . | . | 1
VACF-301 | RISERS | 1524X1219 | . | . | . | 2
VACF-301 | RISERS | 610X356 | . | . | . | 1
VACF-301 | RISERS | 711X457 | . | . | . | 2
VACF-301 | RISERS | 711X610 | . | . | . | 1
VACF-301 | RISERS | 711X660 | . | . | . | 1
VACF-301 | RISERS | 711X711 | . | . | . | 1
VACF-301 | RISERS | 762X635 | . | . | . | 1
VACF-301 | VOL | 1219X813 | . | . | . | 1
VACF-301 | VOL | 1473X914 | . | . | . | 2
VACF-301 | VOL | 1524X1016 | . | . | . | 1
VACF-301 | VOL | 2500X2250 | . | . | . | 1
VACF-301 | VOL | 4100X3250 | . | . | . | 1
VACF-301 | VOL | 850X675 | . | . | . | 1
VARC-310-VA-0001 | 45 ELBOW | 250 | . | . | . | 4
VARC-310-VA-0001 | 90 ELBOW | 200 | . | . | . | 2
VARC-310-VA-0001 | 90 ELBOW | 250 | . | . | . | 11
VARC-310-VA-0001 | CANEVAS | 1118X1016 | . | . | . | 1
VARC-310-VA-0001 | CANEVAS | 1372X813 | . | . | . | 1
VARC-310-VA-0001 | FLEX DUCT | 200 | . | . | . | 2
VARC-310-VA-0001 | FLEX DUCT | 250 | . | . | . | 9
VARC-310-VA-0001 | RISERS | 700X450 | . | . | . | 1
VARC-310-VA-0001 | VOL | 1118X1016 | . | . | . | 2
VARC-310-VA-0001 | VOL | 1800X900 | . | . | . | 1
VARC-310-VR-0001 | CANEVAS | 1118X1016 | . | . | . | 2
VARC-310-VR-0001 | VOL | 1118X1016 | . | . | . | 1
VARC-310-VR-0001 | VOL | 1300X500 | . | . | . | 1
VARC-310-VR-0001 | VOL | 3000X900 | . | . | . | 1
VARC-311/312-VA-0001 | RCFF | 300X250 | . | . | . | 2
VARC-311/312-VA-0001 | RISERS | 1350X1219 | . | . | . | 1
VARC-311/312-VA-0001 | RISERS | 300X250 | . | . | . | 2
VARC-311-VA-0001 | CANEVAS | 550X400 | . | . | . | 1
VARC-311-VA-0001 | CANEVAS | 550X450 | . | . | . | 1
VARC-311-VA-0001 | RCF | 550X450 | . | . | . | 1
VARC-311-VA-0001 | VOL | 550X450 | . | . | . | 1
VARC-311-VR-0001 | CANEVAS | 550X450 | . | . | . | 1
VARC-311-VR-0001 | CANEVAS | 800X700 | . | . | . | 1
VARC-311-VR-0001 | RCFF | 550X450 | . | . | . | 1
VARC-311-VR-0001 | RISERS | 550X450 | . | . | . | 1
VARC-311-VR-0001 | VOL | 1050X700 | . | . | . | 1
VARC-311-VR-0001 | VOL | 500X500 | . | . | . | 1
VARC-311-VR-0001 | VOL | 550X450 | . | . | . | 1
VARC-311-VR-0001 | VOL | 800X700 | . | . | . | 1
VARC-311-VR-0001 | WIRE MESH | 800X500 | . | . | . | 1
VARC-312-VA-0001 | CANEVAS | 1000X900 | . | . | . | 1
VARC-312-VA-0001 | CANEVAS | 1250X550 | . | . | . | 1
VARC-312-VA-0001 | CANEVAS | 950X800 | . | . | . | 2
VARC-312-VA-0001 | RCF | 1250X550 | . | . | . | 1
VARC-312-VA-0001 | RE | 1800X900 | . | . | . | 1
VARC-312-VA-0001 | VOL | 1200X900 | . | . | . | 1
VARC-312-VA-0001 | VOL | 950X800 | . | . | . | 1
VARC-312-VR-0001 | CANEVAS | 950X800 | . | . | . | 2
VARC-312-VR-0001 | RCF | 1000X900 | . | . | . | 1
VARC-312-VR-0001 | RCFF | 1250X550 | . | . | . | 1
VARC-312-VR-0001 | RISERS | 1250X550 | . | . | . | 1
VARC-312-VR-0001 | VOL | 1000X900 | . | . | . | 1
VARC-312-VR-0001 | VOL | 1250X550 | . | . | . | 1
VARC-312-VR-0001 | VOL | 1550X550 | . | . | . | 1
VARC-312-VR-0001 | VOL | 950X800 | . | . | . | 1
VARCF-302 | 45 ELBOW | 100 | . | . | . | 2
VARCF-302 | 45 ELBOW | 150 | . | . | . | 17
VARCF-302 | 45 ELBOW | 200 | . | . | . | 4
VARCF-302 | 45 ELBOW | 300 | . | . | . | 8
VARCF-302 | 45 ELBOW | 350 | . | . | . | 4
VARCF-302 | 90 ELBOW | 100 | . | . | . | 1
VARCF-302 | 90 ELBOW | 150 | . | . | . | 38
VARCF-302 | 90 ELBOW | 200 | . | . | . | 16
VARCF-302 | 90 ELBOW | 250 | . | . | . | 6
VARCF-302 | 90 ELBOW | 300 | . | . | . | 8
VARCF-302 | 90 ELBOW | 350 | . | . | . | 5
VARCF-302 | 90 ELBOW | 400 | . | . | . | 4
VARCF-302 | CANEVAS | 1500X1400 | . | . | . | 1
VARCF-302 | CANEVAS | 1500X1500 | . | . | . | 3
VARCF-302 | FLEX DUCT | 100 | . | . | . | 1
VARCF-302 | FLEX DUCT | 150 | . | . | . | 140
VARCF-302 | FLEX DUCT | 200 | . | . | . | 30
VARCF-302 | FLEX DUCT | 250 | . | . | . | 17
VARCF-302 | FLEX DUCT | 300 | . | . | . | 13
VARCF-302 | FLEX DUCT | 350 | . | . | . | 16
VARCF-302 | FLEX DUCT | 400 | . | . | . | 3
VARCF-302 | RCF | 3048X762 | . | . | . | 1
VARCF-302 | RCFF | 1000X450 | . | . | . | 1
VARCF-302 | RCFF | 1200X450 | . | . | . | 1
VARCF-302 | RCFF | 1200X500 | . | . | . | 3
VARCF-302 | RCFF | 1500X500 | . | . | . | 1
VARCF-302 | RCFF | 1800X500 | . | . | . | 2
VARCF-302 | RCFF | 1800X550 | . | . | . | 1
VARCF-302 | RCFF | 1950X813 | . | . | . | 1
VARCF-302 | RCFF | 250X200 | . | . | . | 1
VARCF-302 | RCFF | 300X200 | . | . | . | 1
VARCF-302 | RCFF | 300X250 | . | . | . | 2
VARCF-302 | RCFF | 500X200 | . | . | . | 1
VARCF-302 | RCFF | 500X300 | . | . | . | 1
VARCF-302 | RCFF | 650X450 | . | . | . | 1
VARCF-302 | RCFF | 900X450 | . | . | . | 1
VARCF-302 | RCFF | 965X610 | . | . | . | 1
VARCF-302 | RISERS | 250 | . | . | . | 1
VARCF-302 | RISERS | 1000X800 | . | . | . | 1
VARCF-302 | RISERS | 1321X1168 | . | . | . | 1
VARCF-302 | RISERS | 1321X1321 | . | . | . | 1
VARCF-302 | RISERS | 1321X813 | . | . | . | 1
VARCF-302 | RISERS | 1950X650 | . | . | . | 1
VARCF-302 | RISERS | 1950X813 | . | . | . | 1
VARCF-302 | RISERS | 200X200 | . | . | . | 1
VARCF-302 | RISERS | 2286X813 | . | . | . | 1
VARCF-302 | RISERS | 2692X813 | . | . | . | 1
VARCF-302 | RISERS | 3048X762 | . | . | . | 1
VARCF-302 | RISERS | 3048X813 | . | . | . | 1
VARCF-302 | RISERS | 3200X1626 | . | . | . | 1
VARCF-302 | RISERS | 965X1321 | . | . | . | 1
VARCF-302 | TURNING VANES | 850X300 | . | . | . | 1
VARCF-302 | WIRE MESH | 300X200 | . | . | . | 1
VARCF-302 | WIRE MESH | 250X100 | . | . | . | 1
VARCF-302/303 | RISERS | 4978X2032 | . | . | . | 1
VARCF-302/304 | 45 ELBOW | 150 | . | . | . | 6
VARCF-302/304 | 45 ELBOW | 200 | . | . | . | 14
VARCF-302/304 | 45 ELBOW | 250 | . | . | . | 6
VARCF-302/304 | 90 ELBOW | 150 | . | . | . | 15
VARCF-302/304 | 90 ELBOW | 200 | . | . | . | 45
VARCF-302/304 | 90 ELBOW | 250 | . | . | . | 30
VARCF-302/304 | 90 ELBOW | 300 | . | . | . | 13
VARCF-302/304 | 90 ELBOW | 350 | . | . | . | 3
VARCF-302/304 | FLEX DUCT | 150 | . | . | . | 78
VARCF-302/304 | FLEX DUCT | 200 | . | . | . | 165
VARCF-302/304 | FLEX DUCT | 200 |  |  | LOW PRESSURE | 4
VARCF-302/304 | FLEX DUCT | 250 | . | . | . | 143
VARCF-302/304 | FLEX DUCT | 300 | . | . | . | 52
VARCF-302/304 | FLEX DUCT | 350 | . | . | . | 9
VARCF-302/304 | RCFF | 250X250 | . | . | . | 1
VARCF-302/304 | RE | 200 | . | . | . | 29
VARCF-302/304 | RE | 250 | . | . | . | 15
VARCF-302/304 | RE | 300 | . | . | . | 2
VARCF-302/304 | RE | 200X200 | . | . | . | 1
VARCF-302/304 | RISERS | 300X200 | . | . | . | 8
VARCF-302/304 | RISERS | 300X250 | . | . | . | 2
VARCF-302/304 | RISERS | 350X300 | . | . | . | 1
VARCF-302/304 | RISERS | 400X375 | . | . | . | 1
VARCF-302/304 | RISERS | 450X300 | . | . | . | 1
VARCF-303 | CANEVAS | 1500X1400 | . | . | . | 1
VARCF-303 | CANEVAS | 1500X1500 | . | . | . | 3
VARCF-303 | FLEX DUCT | 250 | . | . | . | 1
VARCF-303 | RCF | 1727X1575 | . | . | . | 1
VARCF-303 | RCF | 1981X1168 | . | . | . | 1
VARCF-303 | RCF | 600X450 | . | . | . | 5
VARCF-303 | RCF | 650X500 | . | . | . | 2
VARCF-303 | RCF | 800X300 | . | . | . | 1
VARCF-303 | RCF | 800X400 | . | . | . | 1
VARCF-303 | RCF | 900X450 | . | . | . | 1
VARCF-303 | RCFF | 1000X550 | . | . | . | 3
VARCF-303 | RCFF | 1200X750 | . | . | . | 2
VARCF-303 | RCFF | 1270X800 | . | . | . | 1
VARCF-303 | RCFF | 1270X838 | . | . | . | 1
VARCF-303 | RCFF | 1400X1400 | . | . | . | 1
VARCF-303 | RCFF | 1400X500 | . | . | . | 3
VARCF-303 | RCFF | 1400X600 | . | . | . | 1
VARCF-303 | RCFF | 1500X800 | . | . | . | 3
VARCF-303 | RCFF | 1500X900 | . | . | . | 1
VARCF-303 | RCFF | 1626X711 | . | . | . | 1
VARCF-303 | RCFF | 900X500 | . | . | . | 1
VARCF-303 | RISERS | 1219X813 | . | . | . | 2
VARCF-303 | RISERS | 1270X838 | . | . | . | 1
VARCF-303 | RISERS | 1300X900 | . | . | . | 1
VARCF-303 | RISERS | 1350X450 | . | . | . | 1
VARCF-303 | RISERS | 1524X508 | . | . | . | 2
VARCF-303 | RISERS | 1524X813 | . | . | . | 1
VARCF-303 | RISERS | 1626X1092 | . | . | . | 2
VARCF-303 | RISERS | 1626X1118 | . | . | . | 1
VARCF-303 | RISERS | 1626X1422 | . | . | . | 2
VARCF-303 | RISERS | 1626X711 | . | . | . | 1
VARCF-303 | RISERS | 1626X762 | . | . | . | 1
VARCF-303 | RISERS | 1626X864 | . | . | . | 1
VARCF-303 | RISERS | 1650X970 | . | . | . | 1
VARCF-303 | RISERS | 1829X610 | . | . | . | 2
VARCF-303 | RISERS | 1930X1016 | . | . | . | 1
VARCF-303 | RISERS | 1930X1118 | . | . | . | 1
VARCF-303 | RISERS | 1956X1168 | . | . | . | 1
VARCF-303 | RISERS | 1981X1168 | . | . | . | 2
VARCF-303 | RISERS | 1986X1168 | . | . | . | 1
VARCF-303 | RISERS | 2000X900 | . | . | . | 1
VARCF-303 | RISERS | 2032X1524 | . | . | . | 1
VARCF-303 | RISERS | 800X300 | . | . | . | 2
VARCF-303 | RISERS | 800X400 | . | . | . | 1
VARCF-303 | RISERS | 914X813 | . | . | . | 1
VARCF-303 | VOL | 1219X813 | . | . | . | 1
VARCF-303 | VOL | 1270X800 | . | . | . | 1
VARCF-303 | VOL | 1400X400 | . | . | . | 1
VARCF-303 | VOL | 1500X800 | . | . | . | 3
VARCF-303 | VOL | 1500X900 | . | . | . | 1
VARCF-303 | VOL | 1550X500 | . | . | . | 1
VARCF-303 | VOL | 1626X711 | . | . | . | 3
VARCF-303 | VOL | 1650X400 | . | . | . | 1
VARCF-303 | VOL | 1750X500 | . | . | . | 2
VARCF-303 | VOL | 1800X900 | . | . | . | 1
VARCF-303 | VOL | 2000X500 | . | . | . | 2
VARCF-303 | WIRE MESH | 1000X650 | . | . | . | 1
VARCF-303 | WIRE MESH | 1000X750 | . | . | . | 2
VARCF-303 | WIRE MESH | 1000X800 | . | . | . | 1
VARCF-303 | WIRE MESH | 1200X500 | . | . | . | 2
VARCF-303 | WIRE MESH | 1200X650 | . | . | . | 1
VARCF-303 | WIRE MESH | 1200X700 | . | . | . | 1
VARCF-303 | WIRE MESH | 1400X400 | . | . | . | 1
VARCF-303 | WIRE MESH | 1524X813 | . | . | . | 1
VARCF-303 | WIRE MESH | 1550X500 | . | . | . | 1
VARCF-303 | WIRE MESH | 1650X400 | . | . | . | 1
VARCF-303 | WIRE MESH | 1750X400 | . | . | . | 1
VARCF-303 | WIRE MESH | 1750X500 | . | . | . | 2
VARCF-303 | WIRE MESH | 1800X900 | . | . | . | 1
VARCF-303 | WIRE MESH | 2000X500 | . | . | . | 2
VARCF-303 | WIRE MESH | 1200X600 | . | . | . | 1
VARCF-303 | WIRE MESH | 2000X500 | . | . | . | 2
VARCF-303 | WIRE MESH | 250X100 | . | . | . | 1
VARCF-304 | 45 ELBOW | 125 | . | . | . | 1
VARCF-304 | 45 ELBOW | 150 | . | . | . | 46
VARCF-304 | 45 ELBOW | 200 | . | . | . | 6
VARCF-304 | 45 ELBOW | 250 | . | . | . | 16
VARCF-304 | 45 ELBOW | 300 | . | . | . | 9
VARCF-304 | 45 ELBOW | 350 | . | . | . | 4
VARCF-304 | 90 ELBOW | 100 | . | . | . | 2
VARCF-304 | 90 ELBOW | 150 | . | . | . | 131
VARCF-304 | 90 ELBOW | 200 | . | . | . | 35
VARCF-304 | 90 ELBOW | 250 | . | . | . | 24
VARCF-304 | 90 ELBOW | 300 | . | . | . | 3
VARCF-304 | 90 ELBOW | 350 | . | . | . | 16
VARCF-304 | 90 ELBOW | 400 | . | . | . | 1
VARCF-304 | CANEVAS | 1500X1450 | . | . | . | 1
VARCF-304 | CANEVAS | 1500X1500 | . | . | . | 3
VARCF-304 | FLEX DUCT | 100 | . | . | . | 1
VARCF-304 | FLEX DUCT | 150 | . | . | . | 266
VARCF-304 | FLEX DUCT | 200 | . | . | . | 78
VARCF-304 | FLEX DUCT | 250 | . | . | . | 48
VARCF-304 | FLEX DUCT | 300 | . | . | . | 19
VARCF-304 | FLEX DUCT | 350 | . | . | . | 33
VARCF-304 | FLEX DUCT | 400 | . | . | . | 3
VARCF-304 | RCF | 1050X450 | . | . | . | 2
VARCF-304 | RCF | 1194X1016 | . | . | . | 1
VARCF-304 | RCF | 1422X1067 | . | . | . | 1
VARCF-304 | RCF | 1753X787 | . | . | . | 1
VARCF-304 | RCF | 300X200 | . | . | . | 1
VARCF-304 | RCFF | 1000X400 | . | . | . | 1
VARCF-304 | RCFF | 1000X450 | . | . | . | 1
VARCF-304 | RCFF | 1150X400 | . | . | . | 1
VARCF-304 | RCFF | 1829X1829 | . | . | . | 1
VARCF-304 | RCFF | 200X150 | . | . | . | 1
VARCF-304 | RCFF | 300X200 | . | . | . | 1
VARCF-304 | RCFF | 300X300 | . | . | . | 1
VARCF-304 | RCFF | 350X350 | . | . | . | 1
VARCF-304 | RCFF | 400X350 | . | . | . | 1
VARCF-304 | RCFF | 450X300 | . | . | . | 1
VARCF-304 | RCFF | 500X350 | . | . | . | 1
VARCF-304 | RCFF | 550X250 | . | . | . | 1
VARCF-304 | RCFF | 550X300 | . | . | . | 2
VARCF-304 | RCFF | 559X559 | . | . | . | 1
VARCF-304 | RCFF | 600X300 | . | . | . | 2
VARCF-304 | RCFF | 650X400 | . | . | . | 1
VARCF-304 | RCFF | 650X650 | . | . | . | 1
VARCF-304 | RCFF | 700X300 | . | . | . | 2
VARCF-304 | RCFF | 700X400 | . | . | . | 2
VARCF-304 | RCFF | 750X300 | . | . | . | 1
VARCF-304 | RCFF | 750X400 | . | . | . | 2
VARCF-304 | RCFF | 750X450 | . | . | . | 1
VARCF-304 | RCFF | 800X450 | . | . | . | 1
VARCF-304 | RCFF | 850X400 | . | . | . | 1
VARCF-304 | RCFF | 900X300 | . | . | . | 1
VARCF-304 | RCFF | 900X400 | . | . | . | 3
VARCF-304 | RCFF | 914X813 | . | . | . | 1
VARCF-304 | RCFF | 965X864 | . | . | . | 1
VARCF-304 | RISERS | 250 | . | . | . | 1
VARCF-304 | RISERS | 1000X500 | . | . | . | 1
VARCF-304 | RISERS | 1000X700 | . | . | . | 1
VARCF-304 | RISERS | 1168X864 | . | . | . | 1
VARCF-304 | RISERS | 1194X1016 | . | . | . | 1
VARCF-304 | RISERS | 1194X762 | . | . | . | 1
VARCF-304 | RISERS | 1219X813 | . | . | . | 1
VARCF-304 | RISERS | 1219X864 | . | . | . | 1
VARCF-304 | RISERS | 1321X813 | . | . | . | 1
VARCF-304 | RISERS | 1422X1067 | . | . | . | 1
VARCF-304 | RISERS | 1422X864 | . | . | . | 2
VARCF-304 | RISERS | 1473X864 | . | . | . | 1
VARCF-304 | RISERS | 1727X864 | . | . | . | 1
VARCF-304 | RISERS | 1730X860 | . | . | . | 1
VARCF-304 | RISERS | 1829X1829 | . | . | . | 2
VARCF-304 | RISERS | 1950X813 | . | . | . | 1
VARCF-304 | RISERS | 1981X864 | . | . | . | 2
VARCF-304 | RISERS | 2286X2184 | . | . | . | 1
VARCF-304 | RISERS | 914X610 | . | . | . | 1
VARCF-304 | RISERS | 914X813 | . | . | . | 1
VARCF-304 | RISERS | 965X864 | . | . | . | 1
VARCF-304 | VOL | 1750X400 | . | . | . | 1
VARCF-304 | VOL | 1829X1829 | . | . | . | 1
VARCF-304 | WIRE MESH | 1700X950 | . | . | . | 1
VARCF-304/305 | 45 ELBOW | 200 | . | . | . | 12
VARCF-304/305 | 45 ELBOW | 250 | . | . | . | 11
VARCF-304/305 | 90 ELBOW | 125 | . | . | . | 1
VARCF-304/305 | 90 ELBOW | 150 | . | . | . | 21
VARCF-304/305 | 90 ELBOW | 150 | . | . | LOW PRESSURE | 5
VARCF-304/305 | 90 ELBOW | 200 | . | . | . | 48
VARCF-304/305 | 90 ELBOW | 250 | . | . | . | 27
VARCF-304/305 | 90 ELBOW | 250 | . | . | LOW PRESSURE | 4
VARCF-304/305 | 90 ELBOW | 300 | . | . | . | 10
VARCF-304/305 | 90 ELBOW | 300 | . | . | LOW PRESSURE | 5
VARCF-304/305 | FLEX DUCT | 150 | . | . | . | 53
VARCF-304/305 | FLEX DUCT | 150 |  |  | LOW PRESSURE | 8
VARCF-304/305 | FLEX DUCT | 200 | . | . | . | 126
VARCF-304/305 | FLEX DUCT | 200 |  |  | LOW PRESSURE | 6
VARCF-304/305 | FLEX DUCT | 250 | . | . | . | 48
VARCF-304/305 | FLEX DUCT | 250 |  |  | LOW PRESSURE | 12
VARCF-304/305 | FLEX DUCT | 300 | . | . | . | 59
VARCF-304/305 | FLEX DUCT | 300 |  |  | LOW PRESSURE | 12
VARCF-304/305 | RCF | 1200X500 | . | . | . | 2
VARCF-304/305 | RCF | 300X200 | . | . | LOW PRESSURE | 2
VARCF-304/305 | RCFF | 300X200 | . | . | . | 1
VARCF-304/305 | RE | 300 | . | . | . | 16
VARCF-304/305 | RISERS | 125 | . | . | . | 3
VARCF-304/305 | RISERS | 4572X2032 | . | . | . | 1
VARCF-304/305 | WIRE MESH | 300X200 | . | . | . | 1
VARCF-305 | 45 ELBOW | 150 | . | . | . | 18
VARCF-305 | 45 ELBOW | 200 | . | . | . | 6
VARCF-305 | 45 ELBOW | 250 | . | . | . | 6
VARCF-305 | 45 ELBOW | 350 | . | . | . | 1
VARCF-305 | 90 ELBOW | 150 | . | . | . | 113
VARCF-305 | 90 ELBOW | 200 | . | . | . | 17
VARCF-305 | 90 ELBOW | 250 | . | . | . | 7
VARCF-305 | 90 ELBOW | 300 | . | . | . | 1
VARCF-305 | 90 ELBOW | 350 | . | . | . | 9
VARCF-305 | CANEVAS | 1500X1450 | . | . | . | 1
VARCF-305 | CANEVAS | 1500X1500 | . | . | . | 3
VARCF-305 | FLEX DUCT | 150 | . | . | . | 123
VARCF-305 | FLEX DUCT | 200 | . | . | . | 29
VARCF-305 | FLEX DUCT | 250 | . | . | . | 23
VARCF-305 | FLEX DUCT | 300 | . | . | . | 7
VARCF-305 | FLEX DUCT | 350 | . | . | . | 15
VARCF-305 | RCF | 1150X450 | . | . | . | 1
VARCF-305 | RCF | 1150X500 | . | . | . | 1
VARCF-305 | RCF | 1981X1575 | . | . | . | 1
VARCF-305 | RCF | 300X250 | . | . | . | 1
VARCF-305 | RCFF | 1000X350 | . | . | . | 1
VARCF-305 | RCFF | 1118X660 | . | . | . | 1
VARCF-305 | RCFF | 1200X400 | . | . | . | 3
VARCF-305 | RCFF | 1250X400 | . | . | . | 1
VARCF-305 | RCFF | 1300X450 | . | . | . | 1
VARCF-305 | RCFF | 300X200 | . | . | . | 1
VARCF-305 | RCFF | 700X300 | . | . | . | 1
VARCF-305 | RCFF | 850X400 | . | . | . | 1
VARCF-305 | RCFF | 950X550 | . | . | . | 1
VARCF-305 | RISERS | 1118X660 | . | . | . | 1
VARCF-305 | RISERS | 1219X508 | . | . | . | 1
VARCF-305 | RISERS | 1422X1219 | . | . | . | 1
VARCF-305 | RISERS | 1473X1422 | . | . | . | 2
VARCF-305 | RISERS | 1981X1575 | . | . | . | 1
VARCF-305 | RISERS | 1778X1575 | . | . | . | 1
VARCF-305 | RISERS | 3251X1575 | . | . | . | 1
VARCF-305 | TURNING VANES | 1150X500 | . | . | . | 1
VARCF-305 | WIRE MESH | 300X200 | . | . | . | 1
VC-383-VA-0001 | 45 ELBOW | 150 | . | . | . | 4
VC-383-VA-0001 | 45 ELBOW | 200 | . | . | . | 2
VC-383-VA-0001 | 90 ELBOW | 150 | . | . | . | 1
VC-383-VA-0001 | 90 ELBOW | 200 | . | . | . | 1
VC-383-VA-0001 | CANEVAS | 200 | . | . | . | 1
VC-383-VA-0001 | CANEVAS | 300X150 | . | . | . | 1
VE-307-VE-0001 | RISERS | 500X500 | . | . | . | 1
VE-307-VE-0001 | VOL | 500X500 | . | . | . | 1
VE-308-VE-0001 | RISERS | 450X450 | . | . | . | 5
VE-309-VE-0001 | RCF | 356X356 | . | . | . | 1
VE-309-VE-0001 | RCFF | 350X350 | . | . | . | 2
VE-309-VE-0001 | RISERS | 350X350 | . | . | . | 1
VE-309-VE-0001 | RISERS | 356X356 | . | . | . | 6
VE-314-VE-0001 | 45 ELBOW | 305 | . | . | . | 6
VE-314-VE-0001 | 90 ELBOW | 305 | . | . | . | 8
VE-314-VE-0001 | CANEVAS | 1473X914 | . | . | . | 1
VE-314-VE-0001 | CANEVAS | 1524X1016 | . | . | . | 3
VE-314-VE-0001 | RCF | 406X356 | . | . | . | 1
VE-314-VE-0001 | RCF | 559X406 | . | . | . | 1
VE-314-VE-0001 | RCFF | 200X200 | . | . | . | 4
VE-314-VE-0001 | RCFF | 250X200 | . | . | . | 4
VE-314-VE-0001 | RCFF | 300X250 | . | . | . | 2
VE-314-VE-0001 | RCFF | 300X300 | . | . | . | 1
VE-314-VE-0001 | RCFF | 356X203 | . | . | . | 1
VE-314-VE-0001 | RE | 200X200 | . | . | . | 1
VE-314-VE-0001 | RISERS | 305 | . | . | . | 5
VE-314-VE-0001 | RISERS | 200X200 | . | . | . | 3
VE-314-VE-0001 | RISERS | 300X250 | . | . | . | 1
VE-314-VE-0001 | RISERS | 356X203 | . | . | . | 1
VE-314-VE-0001 | RISERS | 356X254 | . | . | . | 3
VE-314-VE-0001 | RISERS | 406X356 | . | . | . | 1
VE-314-VE-0001 | RISERS | 450X250 | . | . | . | 1
VE-314-VE-0001 | RISERS | 450X300 | . | . | . | 1
VE-314-VE-0001 | RISERS | 450X400 | . | . | . | 1
VE-314-VE-0001 | RISERS | 559X406 | . | . | . | 1
VE-314-VE-0001 | RISERS | 914X813 | . | . | . | 1
VE-314-VE-0001 | VOL | 305 | . | . | . | 1
VE-314-VE-0001 | VOL | 1524X1016 | . | . | . | 1
VE-314-VE-0001 | VOL | 610X356 | . | . | . | 2
VE-315-VE-0001 | CANEVAS | 800X400 | . | . | . | 5
VE-315-VE-0001 | RISERS | 800X400 | . | . | . | 2
VE-315-VE-0001 | VOL | 2500X2200 | . | . | . | 1
VE-315-VE-0001 | VOL | 800X400 | . | . | . | 2
VE-315-VE-0001 | WIRE MESH | 700X500 | . | . | . | 2
VE-331-VE-0001 | CANEVAS | 881 | . | . | . | 1
VE-331-VE-0001 | RISERS | 881 | . | . | . | 1
VE-331-VE-0002 | CANEVAS | 881 | . | . | . | 1
VE-331-VE-0002 | RISERS | 881 | . | . | . | 1
VE-331-VE-0003 | RISERS | 300X300 | . | . | . | 1
VE-331-VE-0003 | VOL | 300X300 | . | . | . | 1
VE-331-VE-0003 | WIRE MESH | 300X300 | . | . | . | 1
VF-361-VF-0001 | 90 ELBOW | 150 | . | . | . | 1
VF-361-VF-0001 | CANEVAS | 150 | . | . | . | 2
VF-361-VF-0001 | CANEVAS | 550X250 | . | . | . | 1
VF-361-VF-0001 | CANEVAS | 700X400 | . | . | . | 1
VF-361-VF-0001 | RCF | 1880X1067 | . | . | . | 1
VF-361-VF-0001 | RCF | 450X400 | . | . | . | 1
VF-361-VF-0001 | RCF | 550X250 | . | . | . | 1
VF-361-VF-0001 | RISERS | 1829X1118 | . | . | . | 1
VF-361-VF-0001 | RISERS | 1880X1067 | . | . | . | 1
VF-362-VF-0001 | CANEVAS | 1200X800 | . | . | . | 1
VF-362-VF-0001 | CANEVAS | 650X500 | . | . | . | 1
VF-362-VF-0001 | RCF | 650X300 | . | . | . | 1
VF-363-VF-0001 | CANEVAS | 1154X1013 | . | . | . | 1
VF-364-VF-0001 | CANEVAS | 600X400 | . | . | . | 1
VF-364-VF-0001 | CANEVAS | 900X500 | . | . | . | 1
VF-364-VF-0001 | RCF | 500X400 | . | . | . | 1
VF-364-VF-0001 | RCF | 600X400 | . | . | . | 1
VF-364-VF-0001 | RCF | 800X300 | . | . | . | 1
VF-364-VF-0001 | RISERS | 600X300 | . | . | . | 1
VF-364-VF-0001 | RISERS | 600X400 | . | . | . | 1
VF-365-VF-0001 | CANEVAS | 1219X813 | . | . | . | 1
VF-365-VF-0001 | CANEVAS | 850X700 | . | . | . | 1
VF-365-VF-0001 | RCF | 1200X900 | . | . | . | 1
VF-365-VF-0001 | RCF | 850X700 | . | . | . | 1
VF-365-VF-0001 | RISERS | 1219X813 | . | . | . | 1
VF-365-VF-0001 | VOL | 1219X813 | . | . | . | 1
VF-368-VF-0001 | CANEVAS | 1200X800 | . | . | . | 1
VF-368-VF-0001 | CANEVAS | 750X500 | . | . | . | 1
VF-368-VF-0001 | RCF | 1000X400 | . | . | . | 2
VF-368-VF-0001 | RCF | 450X250 | . | . | . | 1
VF-368-VF-0001 | RCF | 550X300 | . | . | . | 1
VF-368-VF-0001 | RCF | 750X250 | . | . | . | 1
VF-368-VF-0001 | RCF | 750X500 | . | . | . | 1
VF-368-VF-0001 | RE | 300X300 | . | . | . | 1
VF-369-VF-0001 | CANEVAS | 1154X1013 | . | . | . | 1
VFC-341 | 90 ELBOW | 300 | . | . | . | 1
VFC-341 | CANEVAS | 610X406 | . | . | LOW PRESSURE | 2
VFC-341 | FLEX DUCT | 300 | . | . | . | 10
VFC-341 | RCFF | 610X406 | . | . | LOW PRESSURE | 2
VFC-341 | RISERS | 610X406 | . | . | LOW PRESSURE | 2
VFC-341 | WIRE MESH | 610X406 | . | . | LOW PRESSURE | 1
VFC-342 | CANEVAS | 1219X813 | . | . | LOW PRESSURE | 1
VFC-343 | 90 ELBOW | 250 | . | . | . | 3
VFC-343 | CANEVAS | 650X300 | . | . | LOW PRESSURE | 1
VFC-343 | CANEVAS | 900X500 | . | . | LOW PRESSURE | 1
VFC-343 | FLEX DUCT | 250 | . | . | . | 4
VFC-343 | WIRE MESH | 900X500 | . | . | LOW PRESSURE | 1
VFC-344 | CANEVAS | 650X300 | . | . | LOW PRESSURE | 1
VFC-344 | CANEVAS | 900X500 | . | . | LOW PRESSURE | 1
VFC-344 | FLEX DUCT | 250 | . | . | . | 4
VFC-344 | WIRE MESH | 900X500 | . | . | LOW PRESSURE | 1
VFC-345 | CANEVAS | 650X300 | . | . | LOW PRESSURE | 1
VFC-345 | CANEVAS | 900X500 | . | . | LOW PRESSURE | 1
VFC-345 | FLEX DUCT | 250 | . | . | . | 4
VFC-345 | WIRE MESH | 900X500 | . | . | LOW PRESSURE | 1
VFC-346 | CANEVAS | 650X300 | . | . | LOW PRESSURE | 1
VFC-346 | CANEVAS | 900X500 | . | . | LOW PRESSURE | 1
VFC-346 | RCFF | 650X300 | . | . | LOW PRESSURE | 1
VFC-346 | RCFF | 900X500 | . | . | LOW PRESSURE | 1
VFC-346 | WIRE MESH | 900X500 | . | . | LOW PRESSURE | 1
VFC-347 | 90 ELBOW | 250 | . | . | . | 2
VFC-347 | CANEVAS | 650X300 | . | . | LOW PRESSURE | 1
VFC-347 | CANEVAS | 900X500 | . | . | LOW PRESSURE | 1
VFC-347 | FLEX DUCT | 250 | . | . | . | 4
VFC-347 | WIRE MESH | 250X100 | . | . | LOW PRESSURE | 1
VFC-348 | CANEVAS | 450X300 | . | . | LOW PRESSURE | 1
VFC-348 | CANEVAS | 900X900 | . | . | LOW PRESSURE | 1
VFC-348 | FLEX DUCT | 150 | . | . | . | 1
VFC-348 | FLEX DUCT | 200 | . | . | . | 7
VFC-348 | WIRE MESH | 450X300 | . | . | LOW PRESSURE | 1
Grand Total | [5 empty] | 3273

## TAKEOFF-DUCT
UNITS | Label | DUCT SIZE | ACCESSORIES1 | ACCESSORIES2 | REMARK | Total | Length Unit
TRANSFER DUCT | RECT. DUCT | 250X100 | w/ 1” ACOUSTICAL LINING | 6-N-16 | . | 0.4 | m
TRANSFER DUCT | RECT. DUCT | 350X200 | w/ 1” ACOUSTICAL LINING | . | . | 1.6 | m
TRANSFER DUCT | RECT. DUCT | 400X150 | w/ 1” ACOUSTICAL LINING | . | . | 30.8 | m
TRANSFER DUCT | RECT. DUCT | 400X350 | w/ 1” ACOUSTICAL LINING | . | . | 7.6 | m
TRANSFER DUCT | RECT. DUCT | 450X200 | w/ 1” ACOUSTICAL LINING | . | . | 1.2 | m
TRANSFER DUCT | RECT. DUCT | 500X250 | w/ 1” ACOUSTICAL LINING | . | . | 26.9 | m
TRANSFER DUCT | RECT. DUCT | 550X300 | w/ 1” ACOUSTICAL LINING | . | . | 2.8 | m
TRANSFER DUCT | RECT. DUCT | 600X300 | w/ 1” ACOUSTICAL LINING | . | . | 10.5 | m
TRANSFER DUCT | RECT. DUCT | 600X350 | w/ 1” ACOUSTICAL LINING | . | . | 3.6 | m
TRANSFER DUCT | RECT. DUCT | 650X350 | w/ 1” ACOUSTICAL LINING | . | . | 3.2 | m
TRANSFER DUCT | RECT. DUCT | 900X300 | w/ 1” ACOUSTICAL LINING | . | . | 16.5 | m
TRANSFER DUCT | RECT. DUCT | 1200X650 | w/ 1” ACOUSTICAL LINING | . | . | 4.6 | m
TRANSFER DUCT | RECT. DUCT | 1350X1219 | w/ 1” ACOUSTICAL LINING | . | . | 3.4 | m
TRANSFER DUCT | RECT. DUCT | 150X150 | w/ 1” ACOUSTICAL LINING | . | . | 6.7 | m
TRANSFER DUCT | RECT. DUCT | 250X100 | w/ 1” ACOUSTICAL LINING | . | . | 1.6 | m
TRANSFER DUCT | RECT. DUCT | 250X100 | w/ 1” ACOUSTICAL LINING | 6-SS-16 | . | 1.6 | m
TRANSFER DUCT | RECT. DUCT | 300X250 | w/ 1” ACOUSTICAL LINING | . | . | 5.8 | m
TRANSFER DUCT | RECT. DUCT | 300X300 | w/ 1” ACOUSTICAL LINING | . | . | 0.3 | m
TRANSFER DUCT | RECT. DUCT | 350X200 | w/ 1” ACOUSTICAL LINING | . | . | 45.1 | m
TRANSFER DUCT | RECT. DUCT | 4002X1422 | w/ 1” ACOUSTICAL LINING | . | . | 2.5 | m
TRANSFER DUCT | RECT. DUCT | 400X150 | w/ 1” ACOUSTICAL LINING | . | . | 11.3 | m
TRANSFER DUCT | RECT. DUCT | 400X200 | w/ 1” ACOUSTICAL LINING | 6-SS-16 | . | 30.7 | m
TRANSFER DUCT | RECT. DUCT | 400X350 | w/ 1” ACOUSTICAL LINING | . | . | 20 | m
TRANSFER DUCT | RECT. DUCT | 450X200 | w/ 1” ACOUSTICAL LINING | . | . | 17.4 | m
TRANSFER DUCT | RECT. DUCT | 450X300 | w/ 1” ACOUSTICAL LINING | . | . | 3.3 | m
TRANSFER DUCT | RECT. DUCT | 500X250 | w/ 1” ACOUSTICAL LINING | . | . | 85.4 | m
TRANSFER DUCT | RECT. DUCT | 500X500 | w/ 1” ACOUSTICAL LINING | 6-SS-16 | . | 2.5 | m
TRANSFER DUCT | RECT. DUCT | 550X300 | w/ 1” ACOUSTICAL LINING | . | . | 14.6 | m
TRANSFER DUCT | RECT. DUCT | 600X250 | w/ 1” ACOUSTICAL LINING | . | . | 3.5 | m
TRANSFER DUCT | RECT. DUCT | 600X300 | w/ 1” ACOUSTICAL LINING | . | . | 51 | m
TRANSFER DUCT | RECT. DUCT | 600X350 | w/ 1” ACOUSTICAL LINING | . | . | 4.5 | m
TRANSFER DUCT | RECT. DUCT | 650X350 | w/ 1” ACOUSTICAL LINING | . | . | 23.6 | m
TRANSFER DUCT | RECT. DUCT | 650X600 | w/ 1” ACOUSTICAL LINING | 6-SS-16 | . | 3 | m
TRANSFER DUCT | RECT. DUCT | 800X300 | w/ 1” ACOUSTICAL LINING | . | . | 1.7 | m
TRANSFER DUCT | RECT. DUCT | 800X600 | w/ 1” ACOUSTICAL LINING | . | . | 1 | m
TRANSFER DUCT | RECT. DUCT | 813X254 | w/ 1” ACOUSTICAL LINING | . | . | 1.9 | m
TRANSFER DUCT | RECT. DUCT | 900X300 | w/ 1” ACOUSTICAL LINING | . | . | 80.1 | m
TRANSFER DUCT | RECT. DUCT | 950X350 | w/ 1” ACOUSTICAL LINING | . | . | 25 | m
TRANSFER DUCT | SPIRAL DUCT | 150 | w/ 1” ACOUSTICAL LINING | . | . | 3.2 | ft
TRANSFER DUCT | SPIRAL DUCT | 200 | w/ 1” ACOUSTICAL LINING | . | . | 24.5 | ft
VA-332-VA-0001 | RECT. DUCT | 350X300 | . | . | BP | 1 | m
VA-332-VA-0001 | RECT. DUCT | 350X250 | . | . | BP | 1.7 | m
VA-332-VA-0001 | RECT. DUCT | 350X300 | . | . | BP | 2.4 | m
VA-332-VA-0001 | RECT. DUCT | 600X350 | . | . | BP | 0.8 | m
VA-332-VA-0001 | RECT. DUCT | 660X457 | . | . | BP | 0.9 | m
VA-332-VA-0001 | RECT. DUCT | 914X356 | . | . | BP | 3.3 | m
VA-333-VA-0001 | RECT. DUCT | 350X300 | . | . | BP | 0.4 | m
VA-333-VA-0001 | RECT. DUCT | 350X300 | . | . | BP | 1.2 | m
VA-333-VA-0001 | RECT. DUCT | 350X350 | . | . | BP | 0.6 | m
VA-333-VA-0001 | RECT. DUCT | 457X457 | . | . | BP | 1.7 | m
VA-334-VA-0001 | RECT. DUCT | 350X300 | . | . | BP | 0.4 | m
VA-334-VA-0001 | RECT. DUCT | 350X250 | . | . | BP | 0.4 | m
VA-334-VA-0001 | RECT. DUCT | 350X300 | . | . | BP | 1.2 | m
VA-334-VA-0001 | RECT. DUCT | 457X457 | . | . | BP | 0.9 | m
VACF-301 | RECT. DUCT | 200X200 | . | . | . | 4.4 | m
VACF-301 | RECT. DUCT | 250X200 | . | . | . | 3.8 | m
VACF-301 | RECT. DUCT | 250X250 | . | . | . | 3.8 | m
VACF-301 | RECT. DUCT | 300X300 | . | . | . | 2.4 | m
VACF-301 | RECT. DUCT | 400X375 | . | . | . | 1.8 | m
VACF-301 | RECT. DUCT | 1150X600 | . | 6-SS-16 | . | 3.9 | m
VACF-301 | RECT. DUCT | 1165X914 | . | . | . | 3.9 | m
VACF-301 | RECT. DUCT | 1219X813 | . | . | . | 9.6 | m
VACF-301 | RECT. DUCT | 1321X1067 | . | . | . | 1.1 | m
VACF-301 | RECT. DUCT | 1473X914 | . | . | . | 8.5 | m
VACF-301 | RECT. DUCT | 1473X914 |  | 6-SS-16 | . | 9.3 | m
VACF-301 | RECT. DUCT | 1524X1016 | . | . | . | 5.8 | m
VACF-301 | RECT. DUCT | 1524X1016 |  | 6-SS-16 | . | 9.7 | m
VACF-301 | RECT. DUCT | 1524X1219 | . | . | . | 22.8 | m
VACF-301 | RECT. DUCT | 1524X1219 |  | 6-SS-16 | . | 20 | m
VACF-301 | RECT. DUCT | 1981X1219 | . | 6-SS-16 | . | 10.3 | m
VACF-301 | RECT. DUCT | 200X200 | . | . | . | 60.8 | m
VACF-301 | RECT. DUCT | 2438X2235 | . | 6-SS-16 | . | 3.5 | m
VACF-301 | RECT. DUCT | 2438X762 | . | 6-SS-16 | . | 3.8 | m
VACF-301 | RECT. DUCT | 250X200 | . | . | . | 4.4 | m
VACF-301 | RECT. DUCT | 250X250 | . | . | . | 27.1 | m
VACF-301 | RECT. DUCT | 300X150 | . | . | . | 5.4 | m
VACF-301 | RECT. DUCT | 300X250 | . | . | . | 44.9 | m
VACF-301 | RECT. DUCT | 300X300 | . | . | . | 7.3 | m
VACF-301 | RECT. DUCT | 350X150 | . | . | . | 2.4 | m
VACF-301 | RECT. DUCT | 400X350 | . | . | . | 6.7 | m
VACF-301 | RECT. DUCT | 400X375 | . | . | . | 3.5 | m
VACF-301 | RECT. DUCT | 400X375 |  |  | LOW PRESSURE | 3.9 | m
VACF-301 | RECT. DUCT | 400X400 | . | . | . | 12.2 | m
VACF-301 | RECT. DUCT | 406X356 | . | . | . | 6.4 | m
VACF-301 | RECT. DUCT | 4100X3250 | . | . | . | 4.1 | m
VACF-301 | RECT. DUCT | 4100X3250 | . | 6-SS-16 | . | 2.5 | m
VACF-301 | RECT. DUCT | 4500X3400 | . | . | . | 1.5 | m
VACF-301 | RECT. DUCT | 4500X3400 | . | 6-SS-16 | . | 1.5 | m
VACF-301 | RECT. DUCT | 450X250 | . | . | . | 5.2 | m
VACF-301 | RECT. DUCT | 450X400 | . | . | . | 4.8 | m
VACF-301 | RECT. DUCT | 600X350 | . | . | . | 6 | m
VACF-301 | RECT. DUCT | 610X356 | . | . | . | 4.9 | m
VACF-301 | RECT. DUCT | 700X450 | . | . | LOW PRESSURE | 4.8 | m
VACF-301 | RECT. DUCT | 850X675 | . | . | . | 6.4 | m
VACF-301 | RECT. DUCT | 914X610 | . | . | . | 5.6 | m
VACF-301 | RECT. DUCT | 914X914 | . | 6-SS-16 | . | 25.7 | m
VACF-301 | SPIRAL DUCT | 300 | . | . | . | 19.9 | ft
VACF-301 | SPIRAL DUCT | 350 | . | . | . | 2.7 | ft
VACF-301 | SPIRAL DUCT | 400 | . | . | . | 5.1 | ft
VARC-310-VA-0001 | RECT. DUCT | 1067X813 | . | . | MP | 17.8 | m
VARC-310-VA-0001 | RECT. DUCT | 1118X1016 | . | 6-SS-16 | MP | 14.3 | m
VARC-310-VA-0001 | RECT. DUCT | 1372X813 | . | . | MP | 4.1 | m
VARC-310-VA-0001 | RECT. DUCT | 1700X750 | . | . | MP | 0.6 | m
VARC-310-VA-0001 | RECT. DUCT | 1800X900 | . | 6-SS-16 | MP | 0.3 | m
VARC-310-VA-0001 | RECT. DUCT | 250X150 | . | . | MP | 5.1 | m
VARC-310-VA-0001 | RECT. DUCT | 2850X1400 | . | . | MP | 1.2 | m
VARC-310-VA-0001 | RECT. DUCT | 300X250 | . | . | MP | 6 | m
VARC-310-VA-0001 | RECT. DUCT | 400X250 | . | . | MP | 1.9 | m
VARC-310-VA-0001 | RECT. DUCT | 700X300 | . | . | MP | 9.3 | m
VARC-310-VA-0001 | RECT. DUCT | 813X610 | . | . | MP | 11 | m
VARC-310-VA-0001 | RECT. DUCT | 813X813 | . | . | MP | 7.1 | m
VARC-310-VR-0001 | RECT. DUCT | 1016X762 | . | 6-SS-16 | MP | 9 | m
VARC-310-VR-0001 | RECT. DUCT | 1118X1016 | . | 6-N-16 | MP | 7.3 | m
VARC-310-VR-0001 | RECT. DUCT | 1118X1016 |  | 6-SS-16 | MP | 4.4 | m
VARC-310-VR-0001 | RECT. DUCT | 1300X500 | . | . | MP | 0.6 | m
VARC-310-VR-0001 | RECT. DUCT | 2400X900 | . | . | MP | 0.2 | m
VARC-310-VR-0001 | RECT. DUCT | 2400X900 |  | 6-SS-16 | MP | 0.1 | m
VARC-310-VR-0001 | RECT. DUCT | 3000X900 | . | . | MP | 0.6 | m
VARC-311/312-VA-0001 | RECT. DUCT | 300X250 | . | . | . | 27.4 | m
VARC-311/312-VA-0001 | RECT. DUCT | 400X300 | . | 6-SS-16 | . | 1.1 | m
VARC-311/312-VR-0001 | RECT. DUCT | 5200X800 | . | 6-SS-16 | . | 3 | m
VARC-311-VA-0001 | RECT. DUCT | 300X200 | . | . | MP | 1.5 | m
VARC-311-VA-0001 | RECT. DUCT | 550X400 | . | . | MP | 17.7 | m
VARC-311-VA-0001 | RECT. DUCT | 550X450 | . | . | MP | 24.1 | m
VARC-311-VA-0001 | RECT. DUCT | 600X300 | . | . | MP | 0.5 | m
VARC-311-VR-0001 | RECT. DUCT | 1050X700 | . | . | BP | 0.4 | m
VARC-311-VR-0001 | RECT. DUCT | 500X500 | . | 6-SS-16 | BP | 18.2 | m
VARC-311-VR-0001 | RECT. DUCT | 550X450 | . | . | BP | 11.3 | m
VARC-311-VR-0001 | RECT. DUCT | 550X450 |  | 6-SS-16 | BP | 26.3 | m
VARC-311-VR-0001 | RECT. DUCT | 600X400 | . | 6-SS-16 | BP | 11.9 | m
VARC-311-VR-0001 | RECT. DUCT | 800X500 | . | . | BP | 2.1 | m
VARC-311-VR-0001 | RECT. DUCT | 800X700 | . | 6-SS-16 | BP | 5.6 | m
VARC-311-VR-0001 | RECT. DUCT | 850X400 | . | 6-SS-16 | BP | 1.2 | m
VARC-312-VA-0001 | RECT. DUCT | 1200X900 | . | . | MP | 0.4 | m
VARC-312-VA-0001 | RECT. DUCT | 1350X1219 | . | . | MP | 1 | m
VARC-312-VA-0001 | RECT. DUCT | 1800X900 | . | . | MP | 0.2 | m
VARC-312-VA-0001 | RECT. DUCT | 1900X1350 | . | . | MP | 1.9 | m
VARC-312-VA-0001 | RECT. DUCT | 950X800 | . | . | MP | 15.5 | m
VARC-312-VR-0001 | RECT. DUCT | 1000X900 | . | . | BP | 3.5 | m
VARC-312-VR-0001 | RECT. DUCT | 1250X550 | . | . | BP | 1.4 | m
VARC-312-VR-0001 | RECT. DUCT | 1250X550 |  | 6-SS-16 | BP | 7.7 | m
VARC-312-VR-0001 | RECT. DUCT | 1550X550 | . | 6-SS-16 | BP | 23.9 | m
VARC-312-VR-0001 | RECT. DUCT | 950X800 | . | 6-SS-16 | BP | 7.4 | m
VARCF-302 | RECT. DUCT | 1200X500 | . | . | . | 2.8 | m
VARCF-302 | RECT. DUCT | 1800X500 | . | . | . | 2.7 | m
VARCF-302 | RECT. DUCT | 200X200 | . | . | . | 11.4 | m
VARCF-302 | RECT. DUCT | 250X200 | . | . | . | 11.2 | m
VARCF-302 | RECT. DUCT | 300X200 | . | . | . | 1.3 | m
VARCF-302 | RECT. DUCT | 300X250 | . | . | . | 6.3 | m
VARCF-302 | RECT. DUCT | 350X300 | . | . | . | 4.7 | m
VARCF-302 | RECT. DUCT | 350X350 | . | . | . | 11.6 | m
VARCF-302 | RECT. DUCT | 400X250 | . | . | . | 11.8 | m
VARCF-302 | RECT. DUCT | 400X300 | . | . | . | 6.7 | m
VARCF-302 | RECT. DUCT | 450X450 | . | . | . | 4.3 | m
VARCF-302 | RECT. DUCT | 550X200 | . | . | . | 2.8 | m
VARCF-302 | RECT. DUCT | 550X300 | . | . | . | 15 | m
VARCF-302 | RECT. DUCT | 600X300 | . | . | . | 19 | m
VARCF-302 | RECT. DUCT | 600X400 | . | . | . | 13.9 | m
VARCF-302 | RECT. DUCT | 600X500 | . | . | . | 7.1 | m
VARCF-302 | RECT. DUCT | 600X600 | . | . | . | 3.8 | m
VARCF-302 | RECT. DUCT | 700X500 | . | . | . | 32.7 | m
VARCF-302 | RECT. DUCT | 750X500 | . | . | . | 2.1 | m
VARCF-302 | RECT. DUCT | 800X500 | . | . | . | 17.7 | m
VARCF-302 | RECT. DUCT | 900X300 | . | . | . | 10.3 | m
VARCF-302 | RECT. DUCT | 1000X450 | . | . | . | 1.7 | m
VARCF-302 | RECT. DUCT | 1000X550 | . | . | . | 5.2 | m
VARCF-302 | RECT. DUCT | 1000X800 | . | . | . | 1.8 | m
VARCF-302 | RECT. DUCT | 1150X1000 | . | . | . | 6.9 | m
VARCF-302 | RECT. DUCT | 1200X450 | . | . | . | 1.7 | m
VARCF-302 | RECT. DUCT | 1200X500 | . | . | . | 4.2 | m
VARCF-302 | RECT. DUCT | 1473X1321 | . | . | . | 1.9 | m
VARCF-302 | RECT. DUCT | 1500X1400 | . | . | . | 0.4 | m
VARCF-302 | RECT. DUCT | 1500X1500 | . | . | . | 2.2 | m
VARCF-302 | RECT. DUCT | 1500X500 | . | . | . | 1.9 | m
VARCF-302 | RECT. DUCT | 1778X1676 | . | . | . | 14 | m
VARCF-302 | RECT. DUCT | 1800X500 | . | . | . | 1.9 | m
VARCF-302 | RECT. DUCT | 1800X550 | . | . | . | 2.3 | m
VARCF-302 | RECT. DUCT | 1850X700 | . | . | . | 15.7 | m
VARCF-302 | RECT. DUCT | 1981X1524 | . | . | . | 21.4 | m
VARCF-302 | RECT. DUCT | 200X150 | . | . | . | 2.4 | m
VARCF-302 | RECT. DUCT | 200X200 | . | . | . | 41.4 | m
VARCF-302 | RECT. DUCT | 2489X1219 | . | . | . | 21.6 | m
VARCF-302 | RECT. DUCT | 250X150 | . | . | . | 1.8 | m
VARCF-302 | RECT. DUCT | 250X200 | . | . | . | 7.7 | m
VARCF-302 | RECT. DUCT | 250X250 | . | . | . | 18 | m
VARCF-302 | RECT. DUCT | 300X200 | . | . | . | 11 | m
VARCF-302 | RECT. DUCT | 300X250 | . | . | . | 17.8 | m
VARCF-302 | RECT. DUCT | 300X250 | . |  | LOW PRESSURE | 1.7 | m
VARCF-302 | RECT. DUCT | 300X300 | . | . | . | 10 | m
VARCF-302 | RECT. DUCT | 3048X965 | . | . | . | 8 | m
VARCF-302 | RECT. DUCT | 350X200 | . | . | . | 5.9 | m
VARCF-302 | RECT. DUCT | 350X250 | . | . | . | 1.7 | m
VARCF-302 | RECT. DUCT | 350X300 | . | . | . | 11.6 | m
VARCF-302 | RECT. DUCT | 400X200 | . | . | . | 1.7 | m
VARCF-302 | RECT. DUCT | 400X300 | . | . | . | 14 | m
VARCF-302 | RECT. DUCT | 400X375 | . | . | . | 9.1 | m
VARCF-302 | RECT. DUCT | 450X300 | . | . | . | 20.2 | m
VARCF-302 | RECT. DUCT | 500X200 | . | . | . | 20.7 | m
VARCF-302 | RECT. DUCT | 500X250 | . | . | . | 12.7 | m
VARCF-302 | RECT. DUCT | 500X300 | . | . | . | 18.7 | m
VARCF-302 | RECT. DUCT | 500X350 | . | . | . | 19 | m
VARCF-302 | RECT. DUCT | 500X400 | . | . | . | 13.8 | m
VARCF-302 | RECT. DUCT | 550X250 | . | . | . | 3.9 | m
VARCF-302 | RECT. DUCT | 550X300 | . | . | . | 21.7 | m
VARCF-302 | RECT. DUCT | 550X400 | . | . | . | 12.7 | m
VARCF-302 | RECT. DUCT | 550X400 |  |  | LOW PRESSURE | 12.3 | m
VARCF-302 | RECT. DUCT | 600X350 | . | . | . | 4 | m
VARCF-302 | RECT. DUCT | 600X400 | . | . | . | 17.7 | m
VARCF-302 | RECT. DUCT | 650X300 | . | . | . | 10.1 | m
VARCF-302 | RECT. DUCT | 650X350 | . | . | . | 5.5 | m
VARCF-302 | RECT. DUCT | 650X400 | . | . | . | 15.2 | m
VARCF-302 | RECT. DUCT | 650X450 | . | . | . | 29.5 | m
VARCF-302 | RECT. DUCT | 650X500 | . | . | . | 26.1 | m
VARCF-302 | RECT. DUCT | 650X600 | . | . | . | 1.9 | m
VARCF-302 | RECT. DUCT | 700X300 | . | . | . | 20.3 | m
VARCF-302 | RECT. DUCT | 700X350 | . | . | . | 8.8 | m
VARCF-302 | RECT. DUCT | 700X400 | . | . | . | 21.4 | m
VARCF-302 | RECT. DUCT | 700X500 | . | . | . | 51.1 | m
VARCF-302 | RECT. DUCT | 700X500 |  |  | LOW PRESSURE | 5.3 | m
VARCF-302 | RECT. DUCT | 800X300 | . | . | . | 20.9 | m
VARCF-302 | RECT. DUCT | 800X450 | . | . | . | 9.6 | m
VARCF-302 | RECT. DUCT | 800X500 | . | . | . | 21.7 | m
VARCF-302 | RECT. DUCT | 800X600 | . | . | . | 10.2 | m
VARCF-302 | RECT. DUCT | 850X300 | . | . | . | 21.9 | m
VARCF-302 | RECT. DUCT | 850X400 | . | . | . | 7.1 | m
VARCF-302 | RECT. DUCT | 850X450 | . | . | . | 9.5 | m
VARCF-302 | RECT. DUCT | 900X400 | . | . | . | 9.6 | m
VARCF-302 | RECT. DUCT | 900X450 | . | . | . | 1.9 | m
VARCF-302 | RECT. DUCT | 965X610 | . | . | . | 3.1 | m
VARCF-302 | SPIRAL DUCT | 100 | . | . | . | 17.2 | ft
VARCF-302 | SPIRAL DUCT | 150 | . | . | . | 444.7 | ft
VARCF-302 | SPIRAL DUCT | 200 | . | . | . | 119.1 | ft
VARCF-302 | SPIRAL DUCT | 250 | . | . | . | 68.1 | ft
VARCF-302 | SPIRAL DUCT | 300 | . | . | . | 65.8 | ft
VARCF-302 | SPIRAL DUCT | 350 | . | . | . | 92.7 | ft
VARCF-302 | SPIRAL DUCT | 400 | . | . | . | 13.2 | ft
VARCF-302/304 | RECT. DUCT | 250X250 | . | . | LOW PRESSURE | 11.6 | m
VARCF-302/304 | RECT. DUCT | 300X200 | . | . | LOW PRESSURE | 67.4 | m
VARCF-302/304 | RECT. DUCT | 300X250 | . | . | LOW PRESSURE | 8.1 | m
VARCF-302/304 | RECT. DUCT | 350X200 | . | . | LOW PRESSURE | 2.2 | m
VARCF-302/304 | RECT. DUCT | 350X300 | . | . | LOW PRESSURE | 8 | m
VARCF-302/304 | RECT. DUCT | 350X350 | . | . | LOW PRESSURE | 2.3 | m
VARCF-302/304 | RECT. DUCT | 400X350 | . | . | LOW PRESSURE | 8.3 | m
VARCF-302/304 | RECT. DUCT | 500X250 | . | . | LOW PRESSURE | 5.4 | m
VARCF-302/304 | RECT. DUCT | 500X441 | . | . | LOW PRESSURE | 2.5 | m
VARCF-302/304 | RECT. DUCT | 500X450 | . | . | LOW PRESSURE | 2.8 | m
VARCF-302/304 | RECT. DUCT | 800X300 | . | . | LOW PRESSURE | 1.3 | m
VARCF-302/304 | RECT. DUCT | 150X150 | . | . | LOW PRESSURE | 3.3 | m
VARCF-302/304 | RECT. DUCT | 200X200 | . | . | . | 24.8 | m
VARCF-302/304 | RECT. DUCT | 200X200 |  |  | LOW PRESSURE | 14.3 | m
VARCF-302/304 | RECT. DUCT | 250X100 | . | . | LOW PRESSURE | 1.5 | m
VARCF-302/304 | RECT. DUCT | 250X150 | . | . | . | 4.5 | m
VARCF-302/304 | RECT. DUCT | 250X150 |  |  | LOW PRESSURE | 4.6 | m
VARCF-302/304 | RECT. DUCT | 250X200 | . | . | . | 2.2 | m
VARCF-302/304 | RECT. DUCT | 250X200 |  |  | LOW PRESSURE | 8.6 | m
VARCF-302/304 | RECT. DUCT | 250X250 | . | . | . | 10.3 | m
VARCF-302/304 | RECT. DUCT | 250X250 |  |  | LOW PRESSURE | 13.6 | m
VARCF-302/304 | RECT. DUCT | 300X200 | . | . | . | 20.6 | m
VARCF-302/304 | RECT. DUCT | 300X200 |  |  | LOW PRESSURE | 207.7 | m
VARCF-302/304 | RECT. DUCT | 300X250 | . | . | . | 6.8 | m
VARCF-302/304 | RECT. DUCT | 300X250 |  |  | LOW PRESSURE | 113.8 | m
VARCF-302/304 | RECT. DUCT | 300X300 | . | . | . | 0.8 | m
VARCF-302/304 | RECT. DUCT | 300X300 |  |  | LOW PRESSURE | 3.4 | m
VARCF-302/304 | RECT. DUCT | 325X125 | . | . | . | 2.4 | m
VARCF-302/304 | RECT. DUCT | 350X200 | . | . | LOW PRESSURE | 8.9 | m
VARCF-302/304 | RECT. DUCT | 350X250 | . | . | LOW PRESSURE | 31.1 | m
VARCF-302/304 | RECT. DUCT | 350X300 | . | . | . | 6.5 | m
VARCF-302/304 | RECT. DUCT | 350X300 |  |  | LOW PRESSURE | 34.2 | m
VARCF-302/304 | RECT. DUCT | 350X350 | . | . | LOW PRESSURE | 0.9 | m
VARCF-302/304 | RECT. DUCT | 385X250 | . | . | LOW PRESSURE | 1.5 | m
VARCF-302/304 | RECT. DUCT | 400X300 | . | . | . | 7.5 | m
VARCF-302/304 | RECT. DUCT | 400X300 |  |  | LOW PRESSURE | 27 | m
VARCF-302/304 | RECT. DUCT | 400X350 | . | . | LOW PRESSURE | 14.6 | m
VARCF-302/304 | RECT. DUCT | 400X400 | . | . | LOW PRESSURE | 7.2 | m
VARCF-302/304 | RECT. DUCT | 450X300 | . | . | LOW PRESSURE | 9.3 | m
VARCF-302/304 | RECT. DUCT | 500X250 | . | . | LOW PRESSURE | 11 | m
VARCF-302/304 | RECT. DUCT | 500X300 | . | . | LOW PRESSURE | 26.8 | m
VARCF-302/304 | RECT. DUCT | 500X400 | . | . | LOW PRESSURE | 21.3 | m
VARCF-302/304 | RECT. DUCT | 500X441 | . | . | . | 5.8 | m
VARCF-302/304 | RECT. DUCT | 500X441 |  |  | LOW PRESSURE | 2.5 | m
VARCF-302/304 | RECT. DUCT | 500X450 | . | . | . | 2.6 | m
VARCF-302/304 | RECT. DUCT | 500X450 |  |  | LOW PRESSURE | 9.3 | m
VARCF-302/304 | RECT. DUCT | 550X300 | . | . | LOW PRESSURE | 2.3 | m
VARCF-302/304 | RECT. DUCT | 550X350 | . | . | LOW PRESSURE | 14.7 | m
VARCF-302/304 | RECT. DUCT | 600X500 | . | . | LOW PRESSURE | 1.3 | m
VARCF-302/304 | RECT. DUCT | 600X500 |  | 6-SS-16 | . | 14.6 | m
VARCF-302/304 | RECT. DUCT | 600X500 |  |  | LOW PRESSURE | 6.1 | m
VARCF-302/304 | RECT. DUCT | 650X250 | . | . | LOW PRESSURE | 3.5 | m
VARCF-302/304 | RECT. DUCT | 650X300 | . | . | LOW PRESSURE | 21.9 | m
VARCF-302/304 | RECT. DUCT | 650X450 | . | . | LOW PRESSURE | 1.7 | m
VARCF-302/304 | RECT. DUCT | 700X300 | . | . | LOW PRESSURE | 11.7 | m
VARCF-302/304 | SPIRAL DUCT | 150 | . | . | . | 145.2 | ft
VARCF-302/304 | SPIRAL DUCT | 200 | . | . | . | 542.6 | ft
VARCF-302/304 | SPIRAL DUCT | 200 |  |  | LOW PRESSURE | 8.9 | ft
VARCF-302/304 | SPIRAL DUCT | 250 | . | . | . | 370 | ft
VARCF-302/304 | SPIRAL DUCT | 300 | . | . | . | 174.6 | ft
VARCF-302/304 | SPIRAL DUCT | 350 | . | . | . | 34.9 | ft
VARCF-303 | RECT. DUCT | 1200X600 | . | 6-SS-16 | . | 14.5 | m
VARCF-303 | RECT. DUCT | 1270X838 | . | 6-SS-16 | . | 3.5 | m
VARCF-303 | RECT. DUCT | 1400X1400 | . | 6-SS-16 | . | 3.6 | m
VARCF-303 | RECT. DUCT | 1500X800 | . | 6-SS-16 | . | 2.3 | m
VARCF-303 | RECT. DUCT | 2000X500 | . | 6-SS-16 | . | 14.4 | m
VARCF-303 | RECT. DUCT | 600X450 | . | . | . | 0.4 | m
VARCF-303 | RECT. DUCT | 650X250 | . | 6-SS-16 | . | 0.2 | m
VARCF-303 | RECT. DUCT | 1000X1000 | . | 6-SS-16 | . | 2.8 | m
VARCF-303 | RECT. DUCT | 1000X550 | . | 6-SS-16 | . | 6.5 | m
VARCF-303 | RECT. DUCT | 1000X600 | . | 6-SS-16 | . | 4.9 | m
VARCF-303 | RECT. DUCT | 1000X750 | . | 6-SS-16 | . | 11.4 | m
VARCF-303 | RECT. DUCT | 1000X800 | . | 6-SS-16 | . | 4.9 | m
VARCF-303 | RECT. DUCT | 1200X500 | . | 6-SS-16 | . | 22.2 | m
VARCF-303 | RECT. DUCT | 1200X650 | . | 6-SS-16 | . | 2.2 | m
VARCF-303 | RECT. DUCT | 1200X700 | . | 6-SS-16 | . | 8.6 | m
VARCF-303 | RECT. DUCT | 1200X750 | . | . | . | 4.7 | m
VARCF-303 | RECT. DUCT | 1219X813 | . | . | . | 8.6 | m
VARCF-303 | RECT. DUCT | 1219X813 |  | 6-SS-16 | . | 8.9 | m
VARCF-303 | RECT. DUCT | 1270X800 | . | 6-SS-16 | . | 2.2 | m
VARCF-303 | RECT. DUCT | 1300X900 | . | 6-SS-16 | . | 3 | m
VARCF-303 | RECT. DUCT | 1400X400 | . | 6-SS-16 | . | 8.8 | m
VARCF-303 | RECT. DUCT | 1400X500 | . | 6-SS-16 | . | 7.8 | m
VARCF-303 | RECT. DUCT | 1400X600 | . | 6-SS-16 | . | 1.5 | m
VARCF-303 | RECT. DUCT | 1473X1448 | . | 6-SS-16 | . | 1.7 | m
VARCF-303 | RECT. DUCT | 1500X1400 | . | . | . | 0.5 | m
VARCF-303 | RECT. DUCT | 1500X1500 | . | . | . | 0.2 | m
VARCF-303 | RECT. DUCT | 1500X800 | . | 6-SS-16 | . | 4.4 | m
VARCF-303 | RECT. DUCT | 1500X900 | . | 6-SS-16 | . | 2.5 | m
VARCF-303 | RECT. DUCT | 1524X813 | . | 6-SS-16 | . | 28.5 | m
VARCF-303 | RECT. DUCT | 1550X500 | . | 6-SS-16 | . | 10 | m
VARCF-303 | RECT. DUCT | 1650X400 | . | 6-SS-16 | . | 3.6 | m
VARCF-303 | RECT. DUCT | 1727X1575 | . | 6-SS-16 | . | 5.7 | m
VARCF-303 | RECT. DUCT | 1750X400 | . | 6-SS-16 | . | 4.8 | m
VARCF-303 | RECT. DUCT | 1750X500 | . | . | . | 2.3 | m
VARCF-303 | RECT. DUCT | 1750X500 |  | 6-SS-16 | . | 11 | m
VARCF-303 | RECT. DUCT | 1800X900 | . | . | . | 2.8 | m
VARCF-303 | RECT. DUCT | 1829X1829 | . | 6-SS-16 | . | 13.2 | m
VARCF-303 | RECT. DUCT | 1829X610 | . | 6-SS-16 | . | 20.4 | m
VARCF-303 | RECT. DUCT | 1930X1829 | . | 6-SS-16 | . | 6.7 | m
VARCF-303 | RECT. DUCT | 1956X1168 | . | 6-SS-16 | . | 3.8 | m
VARCF-303 | RECT. DUCT | 1981X1168 | . | 6-SS-16 | . | 8.6 | m
VARCF-303 | RECT. DUCT | 2000X500 | . | 6-SS-16 | . | 17.2 | m
VARCF-303 | RECT. DUCT | 2000X900 | . | 6-SS-16 | . | 0.8 | m
VARCF-303 | RECT. DUCT | 200X200 | . | 6-SS-16 | . | 3.2 | m
VARCF-303 | RECT. DUCT | 2032X1524 | . | 6-SS-16 | . | 21.6 | m
VARCF-303 | RECT. DUCT | 250X200 | . | 6-SS-16 | . | 1.3 | m
VARCF-303 | RECT. DUCT | 3048X2794 | . | 6-SS-16 | . | 9.7 | m
VARCF-303 | RECT. DUCT | 500X400 | . | 6-SS-16 | . | 3.5 | m
VARCF-303 | RECT. DUCT | 600X450 | . | . | . | 0.9 | m
VARCF-303 | RECT. DUCT | 600X450 |  | 6-SS-16 | . | 1 | m
VARCF-303 | RECT. DUCT | 650X250 | . | . | . | 0.4 | m
VARCF-303 | RECT. DUCT | 650X250 |  | 6-SS-16 | . | 0.1 | m
VARCF-303 | RECT. DUCT | 650X500 | . | 6-SS-16 | . | 8.5 | m
VARCF-303 | RECT. DUCT | 900X450 | . | . | . | 0.1 | m
VARCF-303 | RECT. DUCT | 900X450 |  | 6-SS-16 | . | 0.1 | m
VARCF-303 | RECT. DUCT | 900X500 | . | 6-SS-16 | . | 3.5 | m
VARCF-303 | SPIRAL DUCT | 1829 | . | . | . | 47.3 | ft | THIS SIZE NOT FOUND IN VJR EXCEL
VARCF-304 | RECT. DUCT | 200X150 | . | . | . | 8.4 | m
VARCF-304 | RECT. DUCT | 200X200 | . | . | . | 8.1 | m
VARCF-304 | RECT. DUCT | 250X150 | . | . | . | 4.1 | m
VARCF-304 | RECT. DUCT | 250X250 | . | . | . | 9 | m
VARCF-304 | RECT. DUCT | 300X200 | . | . | . | 32.7 | m
VARCF-304 | RECT. DUCT | 300X250 | . | . | . | 43.7 | m
VARCF-304 | RECT. DUCT | 300X300 | . | . | . | 6 | m
VARCF-304 | RECT. DUCT | 400X250 | . | . | . | 6.8 | m
VARCF-304 | RECT. DUCT | 400X300 | . | . | . | 16.8 | m
VARCF-304 | RECT. DUCT | 400X350 | . | . | . | 16.2 | m
VARCF-304 | RECT. DUCT | 500X150 | . | . | . | 3.8 | m
VARCF-304 | RECT. DUCT | 500X300 | . | . | . | 3.1 | m
VARCF-304 | RECT. DUCT | 500X350 | . | . | . | 8.2 | m
VARCF-304 | RECT. DUCT | 550X300 | . | . | . | 21.1 | m
VARCF-304 | RECT. DUCT | 550X350 | . | . | . | 5.2 | m
VARCF-304 | RECT. DUCT | 600X300 | . | . | . | 6.8 | m
VARCF-304 | RECT. DUCT | 650X350 | . | . | . | 7 | m
VARCF-304 | RECT. DUCT | 650X400 | . | . | . | 16.7 | m
VARCF-304 | RECT. DUCT | 650X450 | . | . | . | 11.4 | m
VARCF-304 | RECT. DUCT | 750X300 | . | . | . | 14.4 | m
VARCF-304 | RECT. DUCT | 750X400 | . | . | . | 12.2 | m
VARCF-304 | RECT. DUCT | 800X450 | . | . | . | 2.1 | m
VARCF-304 | RECT. DUCT | 850X400 | . | . | . | 6.1 | m
VARCF-304 | RECT. DUCT | 900X400 | . | . | . | 4.1 | m
VARCF-304 | RECT. DUCT | 1000X400 | . | . | . | 3.6 | m
VARCF-304 | RECT. DUCT | 1000X450 | . | . | . | 10.7 | m
VARCF-304 | RECT. DUCT | 1000X500 | . | . | . | 6.5 | m
VARCF-304 | RECT. DUCT | 1000X700 | . | . | . | 21.1 | m
VARCF-304 | RECT. DUCT | 1050X450 | . | . | . | 14.4 | m
VARCF-304 | RECT. DUCT | 1150X400 | . | . | . | 4.8 | m
VARCF-304 | RECT. DUCT | 1194X1016 | . | . | . | 2.1 | m
VARCF-304 | RECT. DUCT | 1321X914 | . | . | . | 1.8 | m
VARCF-304 | RECT. DUCT | 1422X1067 | . | . | . | 14.5 | m
VARCF-304 | RECT. DUCT | 1450X1500 | . | 6-SS-16 | . | 0.2 | m
VARCF-304 | RECT. DUCT | 1500X1500 | . | . | . | 0.7 | m
VARCF-304 | RECT. DUCT | 1700X950 | . | . | . | 3.1 | m
VARCF-304 | RECT. DUCT | 1727X914 | . | . | . | 2.3 | m
VARCF-304 | RECT. DUCT | 1753X787 | . | . | . | 2.6 | m
VARCF-304 | RECT. DUCT | 1778X1473 | . | . | . | 32 | m
VARCF-304 | RECT. DUCT | 1829X1829 | . | . | . | 4 | m
VARCF-304 | RECT. DUCT | 1981X864 | . | . | . | 26.6 | m
VARCF-304 | RECT. DUCT | 200X100 | . | . | . | 3.2 | m
VARCF-304 | RECT. DUCT | 200X150 | . | . | . | 9.6 | m
VARCF-304 | RECT. DUCT | 200X200 | . | . | . | 50.5 | m
VARCF-304 | RECT. DUCT | 200X200 |  |  | LOW PRESSURE | 7.8 | m
VARCF-304 | RECT. DUCT | 2050X600 | . | . | . | 3.5 | m
VARCF-304 | RECT. DUCT | 2286X1778 | . | . | . | 27.2 | m
VARCF-304 | RECT. DUCT | 2286X2184 | . | . | . | 5.4 | m
VARCF-304 | RECT. DUCT | 250X150 | . | . | . | 1.2 | m
VARCF-304 | RECT. DUCT | 250X200 | . | . | . | 53.8 | m
VARCF-304 | RECT. DUCT | 250X250 | . | . | . | 65.9 | m
VARCF-304 | RECT. DUCT | 250X300 | . | . | . | 3.7 | m
VARCF-304 | RECT. DUCT | 300X200 | . | . | . | 55.7 | m
VARCF-304 | RECT. DUCT | 300X200 |  |  | LOW PRESSURE | 4.1 | m
VARCF-304 | RECT. DUCT | 300X250 | . | . | . | 46.4 | m
VARCF-304 | RECT. DUCT | 300X300 | . | . | . | 36.5 | m
VARCF-304 | RECT. DUCT | 350X200 | . | . | . | 1.1 | m
VARCF-304 | RECT. DUCT | 350X250 | . | . | . | 22.1 | m
VARCF-304 | RECT. DUCT | 350X250 |  |  | LOW PRESSURE | 5.8 | m
VARCF-304 | RECT. DUCT | 350X300 | . | . | . | 41.8 | m
VARCF-304 | RECT. DUCT | 350X313 | . | . | LOW PRESSURE | 10.4 | m
VARCF-304 | RECT. DUCT | 350X350 | . | . | . | 4.8 | m
VARCF-304 | RECT. DUCT | 400X250 | . | . | . | 12.9 | m
VARCF-304 | RECT. DUCT | 400X300 | . | . | . | 88.9 | m
VARCF-304 | RECT. DUCT | 400X300 |  |  | LOW PRESSURE | 2.9 | m
VARCF-304 | RECT. DUCT | 400X350 | . | . | . | 24.1 | m
VARCF-304 | RECT. DUCT | 450X300 | . | . | . | 50.2 | m
VARCF-304 | RECT. DUCT | 450X350 | . | . | . | 4.2 | m
VARCF-304 | RECT. DUCT | 500X250 | . | . | . | 6.8 | m
VARCF-304 | RECT. DUCT | 500X300 | . | . | . | 66.9 | m
VARCF-304 | RECT. DUCT | 500X350 | . | . | . | 39.9 | m
VARCF-304 | RECT. DUCT | 500X400 | . | . | . | 7.9 | m
VARCF-304 | RECT. DUCT | 550X250 | . | . | . | 13.8 | m
VARCF-304 | RECT. DUCT | 550X300 | . | . | . | 29.1 | m
VARCF-304 | RECT. DUCT | 550X350 | . | . | . | 28.3 | m
VARCF-304 | RECT. DUCT | 550X400 | . | . | . | 18.5 | m
VARCF-304 | RECT. DUCT | 559X559 | . | . | . | 3.5 | m
VARCF-304 | RECT. DUCT | 600X200 | . | . | . | 4.1 | m
VARCF-304 | RECT. DUCT | 600X300 | . | . | . | 6 | m
VARCF-304 | RECT. DUCT | 600X350 | . | . | . | 19.3 | m
VARCF-304 | RECT. DUCT | 600X450 | . | . | . | 9 | m
VARCF-304 | RECT. DUCT | 600X600 | . | 6-SS-16 | . | 5.4 | m
VARCF-304 | RECT. DUCT | 650X200 | . | . | . | 4.9 | m
VARCF-304 | RECT. DUCT | 650X300 | . | . | . | 17.8 | m
VARCF-304 | RECT. DUCT | 650X400 | . | . | . | 17.9 | m
VARCF-304 | RECT. DUCT | 650X650 | . | . | . | 13.8 | m
VARCF-304 | RECT. DUCT | 700X250 | . | . | . | 5.9 | m
VARCF-304 | RECT. DUCT | 700X300 | . | . | . | 111 | m
VARCF-304 | RECT. DUCT | 700X350 | . | . | . | 24.9 | m
VARCF-304 | RECT. DUCT | 700X400 | . | . | . | 18.2 | m
VARCF-304 | RECT. DUCT | 700X450 | . | . | . | 6.4 | m
VARCF-304 | RECT. DUCT | 750X350 | . | . | . | 5.2 | m
VARCF-304 | RECT. DUCT | 750X400 | . | . | . | 54.8 | m
VARCF-304 | RECT. DUCT | 750X450 | . | . | . | 16.1 | m
VARCF-304 | RECT. DUCT | 750X500 | . | . | . | 10.5 | m
VARCF-304 | RECT. DUCT | 800X300 | . | . | . | 4.5 | m
VARCF-304 | RECT. DUCT | 900X300 | . | . | . | 4.4 | m
VARCF-304 | RECT. DUCT | 900X350 | . | . | . | 3 | m
VARCF-304 | RECT. DUCT | 900X400 | . | . | . | 10.7 | m
VARCF-304 | SPIRAL DUCT | 100 | . | . | . | 5.2 | ft
VARCF-304 | SPIRAL DUCT | 125 | . | . | . | 0.5 | ft
VARCF-304 | SPIRAL DUCT | 150 | . | . | . | 836.5 | ft
VARCF-304 | SPIRAL DUCT | 150 | . | . | . | 3 | ft
VARCF-304 | SPIRAL DUCT | 200 | . | . | . | 244.3 | ft
VARCF-304 | SPIRAL DUCT | 200 | . | . | . | 3 | ft
VARCF-304 | SPIRAL DUCT | 250 | . | . | . | 153.2 | ft
VARCF-304 | SPIRAL DUCT | 250 | . | . | . | 1.64 | ft
VARCF-304 | SPIRAL DUCT | 300 | . | . | . | 86.2 | ft
VARCF-304 | SPIRAL DUCT | 350 | . | . | . | 124.7 | ft
VARCF-304 | SPIRAL DUCT | 400 | . | . | . | 4.4 | ft
VARCF-304/305 | RECT. DUCT | 200X200 | . | . | . | 11.3 | m
VARCF-304/305 | RECT. DUCT | 250X200 | . | . | . | 1.3 | m
VARCF-304/305 | RECT. DUCT | 250X250 | . | . | LOW PRESSURE | 0.7 | m
VARCF-304/305 | RECT. DUCT | 300X200 | . | . | LOW PRESSURE | 73.6 | m
VARCF-304/305 | RECT. DUCT | 300X250 | . | . | LOW PRESSURE | 27.5 | m
VARCF-304/305 | RECT. DUCT | 350X300 | . | . | LOW PRESSURE | 3.6 | m
VARCF-304/305 | RECT. DUCT | 400X375 | . | . | LOW PRESSURE | 6.6 | m
VARCF-304/305 | RECT. DUCT | 1200X450 | . | . | . | 21.3 | m
VARCF-304/305 | RECT. DUCT | 1200X500 | . | . | . | 5.9 | m
VARCF-304/305 | RECT. DUCT | 1350X350 | . | . | . | 7.4 | m
VARCF-304/305 | RECT. DUCT | 200X150 | . | . | LOW PRESSURE | 4.5 | m
VARCF-304/305 | RECT. DUCT | 200X200 | . | . | . | 13.3 | m
VARCF-304/305 | RECT. DUCT | 250X150 | . | . | . | 13.2 | m
VARCF-304/305 | RECT. DUCT | 250X200 | . | . | LOW PRESSURE | 16.1 | m
VARCF-304/305 | RECT. DUCT | 250X250 | . | . | LOW PRESSURE | 1.5 | m
VARCF-304/305 | RECT. DUCT | 300X200 | . | . | . | 18.9 | m
VARCF-304/305 | RECT. DUCT | 300X200 |  |  | LOW PRESSURE | 219.7 | m
VARCF-304/305 | RECT. DUCT | 300X250 | . | . | LOW PRESSURE | 99 | m
VARCF-304/305 | RECT. DUCT | 300X300 | . | . | LOW PRESSURE | 23 | m
VARCF-304/305 | RECT. DUCT | 350X200 | . | . | LOW PRESSURE | 14.4 | m
VARCF-304/305 | RECT. DUCT | 350X250 | . | . | LOW PRESSURE | 6.4 | m
VARCF-304/305 | RECT. DUCT | 350X300 | . | . | . | 2.3 | m
VARCF-304/305 | RECT. DUCT | 350X300 |  |  | LOW PRESSURE | 28 | m
VARCF-304/305 | RECT. DUCT | 350X313 | . | . | LOW PRESSURE | 17 | m
VARCF-304/305 | RECT. DUCT | 400X300 | . | . | . | 3 | m
VARCF-304/305 | RECT. DUCT | 400X350 | . | . | LOW PRESSURE | 5.3 | m
VARCF-304/305 | RECT. DUCT | 400X375 | . | . | LOW PRESSURE | 4.1 | m
VARCF-304/305 | RECT. DUCT | 400X400 | . | . | LOW PRESSURE | 9.9 | m
VARCF-304/305 | RECT. DUCT | 500X400 | . | . | LOW PRESSURE | 14.8 | m
VARCF-304/305 | RECT. DUCT | 500X450 | . | . | LOW PRESSURE | 2.2 | m
VARCF-304/305 | RECT. DUCT | 550X300 | . | . | . | 6.3 | m
VARCF-304/305 | RECT. DUCT | 550X350 | . | . | . | 4.8 | m
VARCF-304/305 | RECT. DUCT | 600X200 | . | . | LOW PRESSURE | 4.5 | m
VARCF-304/305 | RECT. DUCT | 600X300 | . | . | . | 5.8 | m
VARCF-304/305 | RECT. DUCT | 600X450 | . | . | LOW PRESSURE | 14.2 | m
VARCF-304/305 | RECT. DUCT | 600X500 | . | . | . | 0.3 | m
VARCF-304/305 | RECT. DUCT | 676X350 | . | . | . | 2.5 | m
VARCF-304/305 | RECT. DUCT | 700X300 | . | . | . | 6.3 | m
VARCF-304/305 | RECT. DUCT | 850X300 | . | . | . | 9.8 | m
VARCF-304/305 | RECT. DUCT | 900X350 | . | . | . | 5.1 | m
VARCF-304/305 | RECT. DUCT | 900X500 | . | 6-SS-16 | LOW PRESSURE | 2.5 | m
VARCF-304/305 | RECT. DUCT | 950X350 | w/ 1” ACOUSTICAL LINING | . | LOW PRESSURE | 2.7 | m
VARCF-304/305 | SPIRAL DUCT | 125 | . | . | . | 2.8 | ft
VARCF-304/305 | SPIRAL DUCT | 150 | . | . | . | 123.7 | ft
VARCF-304/305 | SPIRAL DUCT | 150 |  |  | LOW PRESSURE | 15.1 | ft
VARCF-304/305 | SPIRAL DUCT | 200 | . | . | . | 323.4 | ft
VARCF-304/305 | SPIRAL DUCT | 200 |  |  | LOW PRESSURE | 5.4 | ft
VARCF-304/305 | SPIRAL DUCT | 200 | . | . | . | 7.21 | ft
VARCF-304/305 | SPIRAL DUCT | 250 | . | . | . | 190.2 | ft
VARCF-304/305 | SPIRAL DUCT | 250 |  |  | LOW PRESSURE | 57.4 | ft
VARCF-304/305 | SPIRAL DUCT | 300 | . | . | . | 180.8 | ft
VARCF-304/305 | SPIRAL DUCT | 300 |  |  | LOW PRESSURE | 51.8 | ft
VARCF-305 | RECT. DUCT | 1000X1000 | . | . | . | 12.9 | m
VARCF-305 | RECT. DUCT | 1200X400 | . | . | . | 6.1 | m
VARCF-305 | RECT. DUCT | 1422X1219 | . | . | . | 2.7 | m
VARCF-305 | RECT. DUCT | 200X150 | . | . | . | 6.7 | m
VARCF-305 | RECT. DUCT | 200X200 | . | . | . | 3.7 | m
VARCF-305 | RECT. DUCT | 250X200 | . | . | . | 2.7 | m
VARCF-305 | RECT. DUCT | 300X250 | . | . | . | 2.5 | m
VARCF-305 | RECT. DUCT | 300X300 | . | . | . | 9.7 | m
VARCF-305 | RECT. DUCT | 350X200 | . | . | . | 9.5 | m
VARCF-305 | RECT. DUCT | 400X300 | . | . | . | 4.5 | m
VARCF-305 | RECT. DUCT | 500X300 | . | . | . | 3.2 | m
VARCF-305 | RECT. DUCT | 550X300 | . | . | . | 6.3 | m
VARCF-305 | RECT. DUCT | 550X350 | . | . | . | 10.8 | m
VARCF-305 | RECT. DUCT | 660X118 | . | . | . | 1.7 | m
VARCF-305 | RECT. DUCT | 700X350 | . | . | . | 13.9 | m
VARCF-305 | RECT. DUCT | 750X300 | . | . | . | 6.8 | m
VARCF-305 | RECT. DUCT | 850X400 | . | . | . | 29.7 | m
VARCF-305 | RECT. DUCT | 1000X1000 | . | . | . | 12.9 | m
VARCF-305 | RECT. DUCT | 1000X350 | . | . | . | 11.8 | m
VARCF-305 | RECT. DUCT | 1000X400 | . | . | . | 29.3 | m
VARCF-305 | RECT. DUCT | 1000X500 | . | . | . | 17.9 | m
VARCF-305 | RECT. DUCT | 1100X400 | . | . | . | 12.9 | m
VARCF-305 | RECT. DUCT | 1150X400 | . | . | . | 26.7 | m
VARCF-305 | RECT. DUCT | 1150X450 | . | . | . | 5.7 | m
VARCF-305 | RECT. DUCT | 1150X500 | . | . | . | 2.7 | m
VARCF-305 | RECT. DUCT | 1200X400 | . | . | . | 6.7 | m
VARCF-305 | RECT. DUCT | 1200X400 |  |  | LOW PRESSURE | 5.9 | m
VARCF-305 | RECT. DUCT | 1250X400 | . | . | . | 3.9 | m
VARCF-305 | RECT. DUCT | 1350X450 | . | . | LOW PRESSURE | 1.8 | m
VARCF-305 | RECT. DUCT | 1450X1500 | . | 6-SS-16 | . | 0.2 | m
VARCF-305 | RECT. DUCT | 1500X1500 | . | . | . | 0.5 | m
VARCF-305 | RECT. DUCT | 150X150 | . | . | . | 9.5 | m
VARCF-305 | RECT. DUCT | 1981X1575 | . | . | . | 9.1 | m
VARCF-305 | RECT. DUCT | 200X150 | . | . | . | 1 | m
VARCF-305 | RECT. DUCT | 200X200 | . | . | . | 16.5 | m
VARCF-305 | RECT. DUCT | 200X200 |  |  | LOW PRESSURE | 1.8 | m
VARCF-305 | RECT. DUCT | 250X200 | . | . | . | 6.6 | m
VARCF-305 | RECT. DUCT | 250X250 | . | . | . | 12.3 | m
VARCF-305 | RECT. DUCT | 300X150 | . | . | . | 6.5 | m
VARCF-305 | RECT. DUCT | 300X200 | . | . | . | 34.7 | m
VARCF-305 | RECT. DUCT | 300X250 | . | . | . | 37.2 | m
VARCF-305 | RECT. DUCT | 350X150 | . | . | . | 7.9 | m
VARCF-305 | RECT. DUCT | 350X250 | . | . | . | 16.2 | m
VARCF-305 | RECT. DUCT | 350X300 | . | . | . | 6.8 | m
VARCF-305 | RECT. DUCT | 350X350 | . | . | . | 2.9 | m
VARCF-305 | RECT. DUCT | 400X250 | . | . | . | 3.5 | m
VARCF-305 | RECT. DUCT | 400X300 | . | . | . | 10.4 | m
VARCF-305 | RECT. DUCT | 400X350 | . | . | . | 3.7 | m
VARCF-305 | RECT. DUCT | 400X375 | . | . | . | 6.6 | m
VARCF-305 | RECT. DUCT | 450X300 | . | . | . | 10.9 | m
VARCF-305 | RECT. DUCT | 450X350 | . | . | . | 16.3 | m
VARCF-305 | RECT. DUCT | 500X250 | . | . | . | 7.7 | m
VARCF-305 | RECT. DUCT | 500X300 | . | . | . | 3.6 | m
VARCF-305 | RECT. DUCT | 500X400 | . | . | . | 14.8 | m
VARCF-305 | RECT. DUCT | 550X300 | . | . | . | 1 | m
VARCF-305 | RECT. DUCT | 550X350 | . | . | . | 13.1 | m
VARCF-305 | RECT. DUCT | 550X450 | . | . | . | 2.7 | m
VARCF-305 | RECT. DUCT | 550X550 | . | . | . | 12.7 | m
VARCF-305 | RECT. DUCT | 600X250 | . | . | . | 19.6 | m
VARCF-305 | RECT. DUCT | 600X300 | . | . | . | 14.2 | m
VARCF-305 | RECT. DUCT | 650X300 | . | . | . | 9.8 | m
VARCF-305 | RECT. DUCT | 700X300 | . | . | . | 21.9 | m
VARCF-305 | RECT. DUCT | 700X350 | . | . | . | 22.9 | m
VARCF-305 | RECT. DUCT | 700X400 | . | . | . | 15.4 | m
VARCF-305 | RECT. DUCT | 700X700 | . | . | . | 14.2 | m
VARCF-305 | RECT. DUCT | 750X300 | . | . | . | 2 | m
VARCF-305 | RECT. DUCT | 750X400 | . | . | . | 41.5 | m
VARCF-305 | RECT. DUCT | 750X750 | . | . | . | 4.8 | m
VARCF-305 | RECT. DUCT | 850X850 | . | . | . | 40.1 | m
VARCF-305 | RECT. DUCT | 900X300 | . | . | . | 26.5 | m
VARCF-305 | RECT. DUCT | 900X400 | . | . | . | 23 | m
VARCF-305 | RECT. DUCT | 900X500 | . | . | . | 13.1 | m
VARCF-305 | RECT. DUCT | 950X400 | . | . | . | 11.3 | m
VARCF-305 | RECT. DUCT | 950X550 | . | . | . | 2.5 | m
VARCF-305 | SPIRAL DUCT | 150 | . | . | . | 415 | ft
VARCF-305 | SPIRAL DUCT | 150 | . | . | . | 54 | ft
VARCF-305 | SPIRAL DUCT | 200 | . | . | . | 107 | ft
VARCF-305 | SPIRAL DUCT | 200 | . | . | . | 8.5 | ft
VARCF-305 | SPIRAL DUCT | 250 | . | . | . | 61 | ft
VARCF-305 | SPIRAL DUCT | 300 | . | . | . | 30.9 | ft
VARCF-305 | SPIRAL DUCT | 350 | . | . | . | 38.1 | ft
VC-383-VA-0001 | RECT. DUCT | 300X150 | . | . | . | 3.7 | m
VC-383-VA-0001 | RECT. DUCT | 300X300 | . | 6-SS-16 | . | 0.5 | m
VE-308-VE-0001 | RECT. DUCT | 450X450 | . | 6-N-16 | . | 1.6 | m
VE-309-VE-0001 | RECT. DUCT | 350X350 | . | 6-SS-16 | . | 1.8 | m
VE-309-VE-0001 | RECT. DUCT | 350X350 | . | 6-SS-16 | . | 16.5 | m
VE-314-VE-0001 | RECT. DUCT | 200X200 | . | 6-SS-16 | . | 30.5 | m
VE-314-VE-0001 | RECT. DUCT | 250X200 | . | 6-SS-16 | . | 15.3 | m
VE-314-VE-0001 | RECT. DUCT | 300X250 | . | 6-SS-16 | . | 14.4 | m
VE-314-VE-0001 | RECT. DUCT | 350X350 | . | 6-SS-16 | . | 0.5 | m
VE-314-VE-0001 | RECT. DUCT | 1473X914 | . | 6-SS-16 | . | 6.1 | m
VE-314-VE-0001 | RECT. DUCT | 1524X1016 | . | 6-SS-16 | . | 17.9 | m
VE-314-VE-0001 | RECT. DUCT | 200X150 | . | 6-SS-16 | . | 10.5 | m
VE-314-VE-0001 | RECT. DUCT | 200X150 |  |  | LOW PRESSURE | 14.1 | m
VE-314-VE-0001 | RECT. DUCT | 200X200 | . | 6-SS-16 | . | 120.6 | m
VE-314-VE-0001 | RECT. DUCT | 200X200 |  |  | LOW PRESSURE | 3.2 | m
VE-314-VE-0001 | RECT. DUCT | 250X200 | . | 6-SS-16 | . | 13.5 | m
VE-314-VE-0001 | RECT. DUCT | 250X200 |  |  | LOW PRESSURE | 2.9 | m
VE-314-VE-0001 | RECT. DUCT | 250X250 | . | 6-SS-16 | . | 8.7 | m
VE-314-VE-0001 | RECT. DUCT | 300X200 | . | 6-SS-16 | . | 4.8 | m
VE-314-VE-0001 | RECT. DUCT | 300X250 | . | 6-SS-16 | LOW PRESSURE | 1.8 | m
VE-314-VE-0001 | RECT. DUCT | 350X200 | . | 6-SS-16 | LOW PRESSURE | 5.2 | m
VE-314-VE-0001 | RECT. DUCT | 406X356 | . | 6-SS-16 | . | 11.1 | m
VE-314-VE-0001 | RECT. DUCT | 610X356 | . | 6-SS-16 | . | 47.4 | m
VE-315-VE-0001 | RECT. DUCT | 1500X986 | . | 6-SS-16 | . | 2.6 | m
VE-315-VE-0001 | RECT. DUCT | 2500X2200 | . | 6-SS-16 | . | 7.8 | m
VE-315-VE-0001 | RECT. DUCT | 700X500 | . | 6-SS-16 | . | 0.5 | m
VE-315-VE-0001 | RECT. DUCT | 800X400 | . | 6-SS-16 | . | 20.3 | m
VE-331-VE-0001 | RECT. DUCT | 2134X1575 | . | 6-SS-16 | . | 4 | m
VE-331-VE-0003 | RECT. DUCT | 300X300 | . | 6-SS-16 | . | 2.7 | m
VF-361-VF-0001 | RECT. DUCT | 1575X1270 | . | . | . | 9.5 | m
VF-361-VF-0001 | RECT. DUCT | 1829X1118 | . | . | . | 7.2 | m
VF-361-VF-0001 | RECT. DUCT | 300X200 | . | . | LOW PRESSURE | 1.7 | m
VF-361-VF-0001 | RECT. DUCT | 450X400 | . | 6-SS-16 | . | 1 | m
VF-361-VF-0001 | RECT. DUCT | 550X250 | . | . | . | 2.2 | m
VF-361-VF-0001 | RECT. DUCT | 700X400 | . | 6-SS-16 | . | 1 | m
VF-361-VF-0001 | SPIRAL DUCT | 150 | . | . | . | 4.3 | ft
VF-362-VF-0001 | RECT. DUCT | 1200X800 | . | . | . | 1.2 | m
VF-362-VF-0001 | RECT. DUCT | 650X300 | . | . | . | 3 | m
VF-362-VF-0001 | RECT. DUCT | 650X500 | . | . | . | 2.5 | m
VF-362-VF-0001 | RECT. DUCT | 700X600 | . | . | . | 0.1 | m
VF-362-VF-0001 | RECT. DUCT | 900X450 | . | . | . | 0.2 | m
VF-363-VF-0001 | RECT. DUCT | 1154X1013 | . | 6-SS-16 | . | 1.6 | m
VF-364-VF-0001 | RECT. DUCT | 400X400 | . | . | . | 0.5 | m
VF-364-VF-0001 | RECT. DUCT | 500X400 | . | . | . | 0.5 | m
VF-364-VF-0001 | RECT. DUCT | 600X300 | . | 6-SS-16 | . | 1.6 | m
VF-364-VF-0001 | RECT. DUCT | 600X400 | . | . | . | 7.9 | m
VF-364-VF-0001 | RECT. DUCT | 800X300 | . | . | . | 1.5 | m
VF-364-VF-0001 | RECT. DUCT | 900X500 | . | 6-SS-16 | . | 2.4 | m
VF-365-VF-0001 | RECT. DUCT | 1200X900 | . | 6-SS-16 | . | 1.2 | m
VF-365-VF-0001 | RECT. DUCT | 1219X813 | . | 6-SS-16 | . | 5.5 | m
VF-365-VF-0001 | RECT. DUCT | 850X700 | . | . | . | 1 | m
VF-368-VF-0001 | RECT. DUCT | 1000X400 | . | . | . | 0.7 | m
VF-368-VF-0001 | RECT. DUCT | 1000X400 |  | 6-SS-16 | . | 0.8 | m
VF-368-VF-0001 | RECT. DUCT | 1200X800 | . | 6-SS-16 | . | 1.2 | m
VF-368-VF-0001 | RECT. DUCT | 300X300 | . | . | . | 3 | m
VF-368-VF-0001 | RECT. DUCT | 450X250 | . | . | . | 0.6 | m
VF-368-VF-0001 | RECT. DUCT | 450X400 | . | 6-SS-16 | . | 2.2 | m
VF-368-VF-0001 | RECT. DUCT | 550X300 | . | 6-SS-16 | . | 0.5 | m
VF-368-VF-0001 | RECT. DUCT | 650X350 | . | . | . | 4.4 | m
VF-368-VF-0001 | RECT. DUCT | 750X250 | . | . | . | 3 | m
VF-368-VF-0001 | RECT. DUCT | 750X450 | . | 6-SS-16 | . | 3.6 | m
VF-368-VF-0001 | RECT. DUCT | 750X500 | . | . | . | 5.5 | m
VF-368-VF-0001 | RECT. DUCT | 800X250 | . | 6-SS-16 | . | 2.8 | m
VF-369-VF-0001 | RECT. DUCT | 1154X1013 | . | 6-SS-16 | . | 1.6 | m
VFC-341 | RECT. DUCT | 300X300 | . | . | LOW PRESSURE | 2.5 | m
VFC-341 | RECT. DUCT | 350X350 | . | . | LOW PRESSURE | 2.6 | m
VFC-341 | RECT. DUCT | 500X300 | . | . | LOW PRESSURE | 3.3 | m
VFC-341 | RECT. DUCT | 600X400 | . | . | LOW PRESSURE | 3.5 | m
VFC-341 | RECT. DUCT | 610X406 | . | . | LOW PRESSURE | 2.1 | m
VFC-341 | RECT. DUCT | 610X406 |  | 6-SS-16 | LOW PRESSURE | 2.3 | m
VFC-341 | SPIRAL DUCT | 300 | . | . | . | 9.6 | ft
VFC-342 | RECT. DUCT | 1219X813 | . | . | LOW PRESSURE | 1.6 | m
VFC-343 | RECT. DUCT | 250X100 | . | . | LOW PRESSURE | 0.7 | m
VFC-343 | RECT. DUCT | 325X125 | . | . | LOW PRESSURE | 2.8 | m
VFC-343 | RECT. DUCT | 450X250 | . | . | LOW PRESSURE | 5.4 | m
VFC-343 | RECT. DUCT | 650X300 | . | . | LOW PRESSURE | 10.6 | m
VFC-343 | SPIRAL DUCT | 250 | . | . | . | 16.5 | ft
VFC-344 | RECT. DUCT | 200X75 | . | . | LOW PRESSURE | 0.9 | m
VFC-344 | RECT. DUCT | 250X100 | . | . | LOW PRESSURE | 1.2 | m
VFC-344 | RECT. DUCT | 250X200 | . | . | LOW PRESSURE | 3.4 | m
VFC-344 | RECT. DUCT | 350X250 | . | . | LOW PRESSURE | 10 | m
VFC-344 | RECT. DUCT | 350X313 | . | . | LOW PRESSURE | 9.6 | m
VFC-344 | RECT. DUCT | 900X500 | . | 6-SS-16 | LOW PRESSURE | 2.8 | m
VFC-344 | SPIRAL DUCT | 250 | . | . | . | 7.6 | ft
VFC-345 | RECT. DUCT | 250X100 | . | . | LOW PRESSURE | 1.2 | m
VFC-345 | RECT. DUCT | 250X250 | . | . | LOW PRESSURE | 2.8 | m
VFC-345 | RECT. DUCT | 325X125 | . | . | LOW PRESSURE | 2 | m
VFC-345 | RECT. DUCT | 450X250 | . | . | LOW PRESSURE | 5.3 | m
VFC-345 | RECT. DUCT | 650X300 | . | . | LOW PRESSURE | 11.3 | m
VFC-345 | RECT. DUCT | 900X500 | . | 6-SS-16 | LOW PRESSURE | 2.5 | m
VFC-345 | SPIRAL DUCT | 250 | . | . | . | 3.9 | ft
VFC-346 | RECT. DUCT | 300X100 | . | . | LOW PRESSURE | 2.9 | m
VFC-346 | RECT. DUCT | 350X300 | . | . | LOW PRESSURE | 1.8 | m
VFC-346 | RECT. DUCT | 650X300 | . | . | LOW PRESSURE | 13 | m
VFC-346 | RECT. DUCT | 900X500 | . | 6-SS-16 | LOW PRESSURE | 3.6 | m
VFC-347 | RECT. DUCT | 250X250 | . | . | LOW PRESSURE | 3.1 | m
VFC-347 | RECT. DUCT | 350X250 | . | . | LOW PRESSURE | 9.7 | m
VFC-347 | RECT. DUCT | 450X300 | . | . | LOW PRESSURE | 5.6 | m
VFC-347 | RECT. DUCT | 650X300 | . | . | LOW PRESSURE | 4.6 | m
VFC-347 | RECT. DUCT | 900X500 | . | 6-SS-16 | LOW PRESSURE | 2.8 | m
VFC-347 | RECT. DUCT | 200X75 | . | . | LOW PRESSURE | 1.2 | m
VFC-347 | RECT. DUCT | 250X100 | . | . | LOW PRESSURE | 1.2 | m
VFC-347 | SPIRAL DUCT | 250 | . | . | . | 11.7 | ft
VFC-348 | RECT. DUCT | 150X150 | . | . | LOW PRESSURE | 4.9 | m
VFC-348 | RECT. DUCT | 300X80 | . | . | LOW PRESSURE | 1.8 | m
VFC-348 | RECT. DUCT | 450X300 | . | . | LOW PRESSURE | 17.6 | m
VFC-348 | RECT. DUCT | 450X300 |  | 6-SS-16 | LOW PRESSURE | 4.9 | m
VFC-348 | RECT. DUCT | 900X900 | . | 6-SS-16 | LOW PRESSURE | 0.8 | m
VFC-348 | SPIRAL DUCT | 150 | . | . | . | 1.2 | ft
VFC-348 | SPIRAL DUCT | 200 | . | . | . | 11.6 | ft

## TAKEOFF-SPIRAL DUCT (FAN)
UNITS | Label | DUCT SIZE | ACCESSORIES1 | ACCESSORIES2 | REMARK | Total | Length Unit
VARC-310-VA-0001 | SPIRAL DUCT | 250 | . | STAINLESS STEEL | . | 27 | ft
VARC-311-VA-0001 | SPIRAL DUCT | 150 | . | STAINLESS STEEL | . | 0.8 | ft
VC-383-VA-0001 | SPIRAL DUCT | 100 | . | STAINLESS STEEL | . | 7.7 | ft
VC-383-VA-0001 | SPIRAL DUCT | 150 | . | STAINLESS STEEL | . | 135.3 | ft
VC-383-VA-0001 | SPIRAL DUCT | 200 | . | STAINLESS STEEL | . | 81.6 | ft
VE-314-VE-0001 | SPIRAL DUCT | 150 | . | STAINLESS STEEL | . | 4.8 | ft
VE-314-VE-0001 | SPIRAL DUCT | 200 | . | STAINLESS STEEL | . | 2.5 | ft
VE-314-VE-0001 | SPIRAL DUCT | 250 | . | STAINLESS STEEL | . | 2.7 | ft
VE-314-VE-0001 | SPIRAL DUCT | 300 | . | STAINLESS STEEL | . | 2.8 | ft
VE-314-VE-0001 | SPIRAL DUCT | 305 | . | STAINLESS STEEL | . | 169.7 | ft

## DATA
Subject | Page Index | Length | Length Unit | Count | Label | DUCT SIZE | ACCESSORIES1 | ACCESSORIES2 | REMARK | UNITS | DAMPER TYPE
45 ELBOW | 2 | 0 | . | 2 | 45 ELBOW | 150 | . | . | . | VARCF-304 | NO
45 ELBOW | 2 | 0 | . | 1 | 45 ELBOW | 350 | . | . | . | VARCF-305 | NO
45 ELBOW | 3 | 0 | . | 2 | 45 ELBOW | 150 | . | . | . | VARCF-305 | NO
45 ELBOW | 3 | 0 | . | 4 | 45 ELBOW | 250 | . | . | . | VARCF-304 | NO
45 ELBOW | 3 | 0 | . | 2 | 45 ELBOW | 200 | . | . | . | VARCF-304/305 | NO
45 ELBOW | 3 | 0 | . | 2 | 45 ELBOW | 200 | . | . | . | VARCF-304/305 | NO
45 ELBOW | 5 | 0 | . | 4 | 45 ELBOW | 150 | . | . | . | VC-383-VA-0001 | NO
45 ELBOW | 5 | 0 | . | 1 | 45 ELBOW | 200 | . | . | . | VC-383-VA-0001 | NO
45 ELBOW | 5 | 0 | . | 1 | 45 ELBOW | 200 | . | . | . | VC-383-VA-0001 | NO
45 ELBOW | 5 | 0 | . | 4 | 45 ELBOW | 300 | . | . | . | VARCF-304 | NO
45 ELBOW | 5 | 0 | . | 2 | 45 ELBOW | 300 | . | . | . | VARCF-304 | NO
45 ELBOW | 21 | 0 | . | 2 | 45 ELBOW | 150 | . | . | . | VARCF-304 | NO
45 ELBOW | 21 | 0 | . | 2 | 45 ELBOW | 250 | . | . | . | VARCF-305 | NO
45 ELBOW | 21 | 0 | . | 2 | 45 ELBOW | 250 | . | . | . | VARCF-305 | NO
45 ELBOW | 21 | 0 | . | 2 | 45 ELBOW | 250 | . | . | . | VARCF-304 | NO
45 ELBOW | 21 | 0 | . | 2 | 45 ELBOW | 200 | . | . | . | VARCF-305 | NO
45 ELBOW | 21 | 0 | . | 2 | 45 ELBOW | 150 | . | . | . | VARCF-304 | NO
45 ELBOW | 21 | 0 | . | 2 | 45 ELBOW | 150 | . | . | . | VARCF-305 | NO
45 ELBOW | 21 | 0 | . | 2 | 45 ELBOW | 150 | . | . | . | VARCF-304 | NO
45 ELBOW | 21 | 0 | . | 2 | 45 ELBOW | 150 | . | . | . | VARCF-304 | NO
45 ELBOW | 21 | 0 | . | 2 | 45 ELBOW | 150 | . | . | . | VARCF-304 | NO
45 ELBOW | 21 | 0 | . | 2 | 45 ELBOW | 150 | . | . | . | VARCF-304 | NO
45 ELBOW | 21 | 0 | . | 2 | 45 ELBOW | 150 | . | . | . | VARCF-304 | NO
45 ELBOW | 21 | 0 | . | 2 | 45 ELBOW | 200 | . | . | . | VARCF-305 | NO
45 ELBOW | 21 | 0 | . | 8 | 45 ELBOW | 200 | . | . | . | VARCF-304/305 | NO
45 ELBOW | 21 | 0 | . | 1 | 45 ELBOW | 150 | . | . | . | VARCF-304 | NO
45 ELBOW | 21 | 0 | . | 1 | 45 ELBOW | 150 | . | . | . | VARCF-304 | NO
45 ELBOW | 21 | 0 | . | 1 | 45 ELBOW | 150 | . | . | . | VARCF-302 | NO
45 ELBOW | 21 | 0 | . | 1 | 45 ELBOW | 150 | . | . | . | VARCF-302 | NO
45 ELBOW | 21 | 0 | . | 4 | 45 ELBOW | 250 | . | . | . | VARC-310-VA-0001 | NO
45 ELBOW | 24 | 0 | . | 6 | 45 ELBOW | 305 | . | . | . | VE-314-VE-0001 | NO
45 ELBOW | 22 | 0 | . | 2 | 45 ELBOW | 150 | . | . | . | VARCF-304 | NO
45 ELBOW | 22 | 0 | . | 2 | 45 ELBOW | 150 | . | . | . | VARCF-304 | NO
45 ELBOW | 22 | 0 | . | 2 | 45 ELBOW | 300 | . | . | . | VARCF-302 | NO
45 ELBOW | 22 | 0 | . | 2 | 45 ELBOW | 150 | . | . | . | VARCF-302 | NO
45 ELBOW | 22 | 0 | . | 6 | 45 ELBOW | 150 | . | . | . | VARCF-302 | NO
45 ELBOW | 22 | 0 | . | 2 | 45 ELBOW | 150 | . | . | . | VARCF-302/304 | NO
45 ELBOW | 22 | 0 | . | 2 | 45 ELBOW | 200 | . | . | . | VARCF-302/304 | NO
45 ELBOW | 22 | 0 | . | 2 | 45 ELBOW | 250 | . | . | . | VARCF-302/304 | NO
45 ELBOW | 6 | 0 | . | 1 | 45 ELBOW | 250 | . | . | . | VARCF-304 | NO
45 ELBOW | 6 | 0 | . | 2 | 45 ELBOW | 300 | . | . | . | VARCF-302 | NO
45 ELBOW | 6 | 0 | . | 2 | 45 ELBOW | 150 | . | . | . | VARCF-304 | NO
45 ELBOW | 6 | 0 | . | 2 | 45 ELBOW | 150 | . | . | . | VARCF-302 | NO
45 ELBOW | 6 | 0 | . | 2 | 45 ELBOW | 300 | . | . | . | VARCF-302 | NO
45 ELBOW | 6 | 0 | . | 1 | 45 ELBOW | 300 | . | . | . | VARCF-304 | NO
45 ELBOW | 6 | 0 | . | 2 | 45 ELBOW | 200 | w/ 1” ACOUSTICAL LINING | . | . | TRANSFER DUCT | NO
45 ELBOW | 6 | 0 | . | 1 | 45 ELBOW | 250 | . | . | . | VARCF-304 | NO
45 ELBOW | 19 | 0 | . | 2 | 45 ELBOW | 250 | . | . | . | VARCF-302/304 | NO
45 ELBOW | 19 | 0 | . | 2 | 45 ELBOW | 150 | . | . | . | VARCF-302/304 | NO
45 ELBOW | 19 | 0 | . | 2 | 45 ELBOW | 150 | . | . | . | VARCF-304 | NO
45 ELBOW | 18 | 0 | . | 1 | 45 ELBOW | 150 | . | . | . | VARCF-302 | NO
45 ELBOW | 18 | 0 | . | 1 | 45 ELBOW | 150 | . | . | . | VARCF-302 | NO
45 ELBOW | 18 | 0 | . | 1 | 45 ELBOW | 150 | . | . | . | VARCF-302 | NO
45 ELBOW | 18 | 0 | . | 2 | 45 ELBOW | 250 | . | . | . | VARCF-304 | NO
45 ELBOW | 18 | 0 | . | 2 | 45 ELBOW | 250 | . | . | . | VARCF-304/305 | NO
45 ELBOW | 18 | 0 | . | 4 | 45 ELBOW | 250 | . | . | . | VARCF-304/305 | NO
45 ELBOW | 18 | 0 | . | 2 | 45 ELBOW | 150 | . | . | . | VARCF-305 | NO
45 ELBOW | 15 | 0 | . | 1 | 45 ELBOW | 150 | . | . | . | VARCF-304 | NO
45 ELBOW | 15 | 0 | . | 1 | 45 ELBOW | 150 | . | . | . | VARCF-304 | NO
45 ELBOW | 15 | 0 | . | 1 | 45 ELBOW | 250 | . | . | . | VARCF-304/305 | NO
45 ELBOW | 15 | 0 | . | 4 | 45 ELBOW | 250 | . | . | . | VARCF-304/305 | NO
45 ELBOW | 15 | 0 | . | 2 | 45 ELBOW | 150 | . | . | . | VARCF-304 | NO
45 ELBOW | 16 | 0 | . | 1 | 45 ELBOW | 200 | . | . | . | VARCF-302/304 | NO
45 ELBOW | 16 | 0 | . | 1 | 45 ELBOW | 200 | . | . | . | VARCF-302/304 | NO
45 ELBOW | 12 | 0 | . | 1 | 45 ELBOW | 125 | . | . | . | VARCF-304 | NO
45 ELBOW | 12 | 0 | . | 2 | 45 ELBOW | 250 | . | . | . | VARCF-304 | NO
45 ELBOW | 12 | 0 | . | 2 | 45 ELBOW | 150 | . | . | . | VARCF-305 | NO
45 ELBOW | 12 | 0 | . | 1 | 45 ELBOW | 150 | . | . | . | VARCF-305 | NO
45 ELBOW | 12 | 0 | . | 1 | 45 ELBOW | 150 | . | . | . | VARCF-305 | NO
45 ELBOW | 12 | 0 | . | 2 | 45 ELBOW | 250 | . | . | . | VARCF-304 | NO
45 ELBOW | 13 | 0 | . | 2 | 45 ELBOW | 350 | . | . | . | VARCF-304 | NO
45 ELBOW | 13 | 0 | . | 2 | 45 ELBOW | 350 | . | . | . | VARCF-304 | NO
45 ELBOW | 13 | 0 | . | 2 | 45 ELBOW | 200 | . | . | . | VARCF-302 | NO
45 ELBOW | 13 | 0 | . | 2 | 45 ELBOW | 250 | . | . | . | VARCF-302/304 | NO
45 ELBOW | 9 | 0 | . | 2 | 45 ELBOW | 150 | . | . | . | VARCF-305 | NO
45 ELBOW | 9 | 0 | . | 4 | 45 ELBOW | 150 | . | . | . | VARCF-305 | NO
45 ELBOW | 9 | 0 | . | 2 | 45 ELBOW | 150 | . | . | . | VARCF-304 | NO
45 ELBOW | 9 | 0 | . | 2 | 45 ELBOW | 200 | . | . | . | VARCF-304 | NO
45 ELBOW | 9 | 0 | . | 2 | 45 ELBOW | 150 | . | . | . | VARCF-304 | NO
45 ELBOW | 9 | 0 | . | 2 | 45 ELBOW | 150 | . | . | . | VARCF-304 | NO
45 ELBOW | 9 | 0 | . | 2 | 45 ELBOW | 150 | . | . | . | VARCF-304 | NO
45 ELBOW | 9 | 0 | . | 2 | 45 ELBOW | 150 | . | . | . | VARCF-304 | NO
45 ELBOW | 9 | 0 | . | 2 | 45 ELBOW | 150 | . | . | . | VARCF-304 | NO
45 ELBOW | 9 | 0 | . | 2 | 45 ELBOW | 150 | . | . | . | VARCF-304 | NO
45 ELBOW | 9 | 0 | . | 2 | 45 ELBOW | 200 | . | . | . | VARCF-304 | NO
45 ELBOW | 9 | 0 | . | 2 | 45 ELBOW | 150 | . | . | . | VARCF-302 | NO
45 ELBOW | 9 | 0 | . | 2 | 45 ELBOW | 200 | . | . | . | VARCF-304 | NO
45 ELBOW | 9 | 0 | . | 2 | 45 ELBOW | 150 | . | . | . | VARCF-304 | NO
45 ELBOW | 9 | 0 | . | 2 | 45 ELBOW | 150 | . | . | . | VARCF-302/304 | NO
45 ELBOW | 10 | 0 | . | 2 | 45 ELBOW | 300 | . | . | . | VARCF-302 | NO
45 ELBOW | 10 | 0 | . | 2 | 45 ELBOW | 300 | . | . | . | VARCF-304 | NO
45 ELBOW | 10 | 0 | . | 2 | 45 ELBOW | 100 | . | . | . | VARCF-302 | NO
45 ELBOW | 10 | 0 | . | 10 | 45 ELBOW | 200 | . | . | . | VARCF-302/304 | NO
45 ELBOW | 10 | 0 | . | 2 | 45 ELBOW | 350 | . | . | . | VARCF-302 | NO
45 ELBOW | 16 | 0 | . | 2 | 45 ELBOW | 200 | . | . | . | VARCF-302 | NO
45 ELBOW | 15 | 0 | . | 2 | 45 ELBOW | 250 | . | . | . | VARCF-304 | NO
45 ELBOW | 12 | 0 | . | 2 | 45 ELBOW | 150 | . | . | . | VARCF-305 | NO
45 ELBOW | 12 | 0 | . | 2 | 45 ELBOW | 200 | . | . | . | VARCF-305 | NO
45 ELBOW | 12 | 0 | . | 2 | 45 ELBOW | 250 | . | . | . | VARCF-305 | NO
45 ELBOW | 13 | 0 | . | 2 | 45 ELBOW | 350 | . | . | . | VARCF-302 | NO
90 ELBOW | 2 | 0 | . | 1 | 90 ELBOW | 150 | . | . | . | VARCF-304 | NO
90 ELBOW | 2 | 0 | . | 1 | 90 ELBOW | 150 | . | . | . | VARCF-305 | NO
90 ELBOW | 2 | 0 | . | 2 | 90 ELBOW | 150 | . | . | LOW PRESSURE | VARCF-304/305 | NO
90 ELBOW | 2 | 0 | . | 1 | 90 ELBOW | 150 | . | . | . | VARCF-305 | NO
90 ELBOW | 2 | 0 | . | 1 | 90 ELBOW | 150 | . | . | . | VARCF-304 | NO
90 ELBOW | 2 | 0 | . | 1 | 90 ELBOW | 150 | . | . | LOW PRESSURE | VARCF-304/305 | NO
90 ELBOW | 2 | 0 | . | 1 | 90 ELBOW | 200 | . | . | . | VARCF-304 | NO
90 ELBOW | 2 | 0 | . | 1 | 90 ELBOW | 150 | . | . | . | VARCF-304 | NO
90 ELBOW | 2 | 0 | . | 1 | 90 ELBOW | 300 | . | . | . | VARCF-304 | NO
90 ELBOW | 2 | 0 | . | 2 | 90 ELBOW | 250 | . | . | LOW PRESSURE | VARCF-304/305 | NO
90 ELBOW | 2 | 0 | . | 1 | 90 ELBOW | 300 | . | . | . | VARCF-304 | NO
90 ELBOW | 2 | 0 | . | 1 | 90 ELBOW | 150 | . | . | LOW PRESSURE | VARCF-304/305 | NO
90 ELBOW | 2 | 0 | . | 1 | 90 ELBOW | 150 | . | . | LOW PRESSURE | VARCF-304/305 | NO
90 ELBOW | 2 | 0 | . | 1 | 90 ELBOW | 250 | . | . | LOW PRESSURE | VARCF-304/305 | NO
90 ELBOW | 2 | 0 | . | 1 | 90 ELBOW | 250 | . | . | LOW PRESSURE | VARCF-304/305 | NO
90 ELBOW | 2 | 0 | . | 1 | 90 ELBOW | 200 | . | . | . | VARCF-305 | NO
90 ELBOW | 2 | 0 | . | 2 | 90 ELBOW | 300 | . | . | LOW PRESSURE | VARCF-304/305 | NO
90 ELBOW | 2 | 0 | . | 1 | 90 ELBOW | 300 | . | . | LOW PRESSURE | VARCF-304/305 | NO
90 ELBOW | 2 | 0 | . | 2 | 90 ELBOW | 300 | . | . | LOW PRESSURE | VARCF-304/305 | NO
90 ELBOW | 3 | 0 | . | 1 | 90 ELBOW | 250 | . | . | . | VARCF-304/305 | NO
90 ELBOW | 3 | 0 | . | 1 | 90 ELBOW | 200 | . | . | . | VARCF-304/305 | NO
90 ELBOW | 3 | 0 | . | 1 | 90 ELBOW | 200 | . | . | . | VARCF-304/305 | NO
90 ELBOW | 3 | 0 | . | 2 | 90 ELBOW | 200 | . | . | . | VARCF-304/305 | NO
90 ELBOW | 3 | 0 | . | 2 | 90 ELBOW | 150 | . | . | . | VARCF-305 | NO
90 ELBOW | 5 | 0 | . | 1 | 90 ELBOW | 150 | . | . | . | VC-383-VA-0001 | NO
90 ELBOW | 5 | 0 | . | 1 | 90 ELBOW | 200 | . | . | . | VC-383-VA-0001 | NO
90 ELBOW | 5 | 0 | . | 2 | 90 ELBOW | 300 | . | . | . | VARCF-302 | NO
90 ELBOW | 5 | 0 | . | 1 | 90 ELBOW | 300 | . | . | . | VARCF-302 | NO
90 ELBOW | 7 | 0 | . | 2 | 90 ELBOW | 200 | . | . | . | VARCF-302/304 | NO
90 ELBOW | 7 | 0 | . | 2 | 90 ELBOW | 200 | . | . | . | VARCF-302/304 | NO
90 ELBOW | 7 | 0 | . | 2 | 90 ELBOW | 200 | . | . | . | VARCF-302/304 | NO
90 ELBOW | 7 | 0 | . | 2 | 90 ELBOW | 200 | . | . | . | VARCF-302/304 | NO
90 ELBOW | 7 | 0 | . | 2 | 90 ELBOW | 200 | . | . | . | VARCF-302/304 | NO
90 ELBOW | 7 | 0 | . | 1 | 90 ELBOW | 250 | . | . | . | VARCF-302/304 | NO
90 ELBOW | 5 | 0 | . | 1 | 90 ELBOW | 250 | . | . | . | VARCF-304/305 | NO
90 ELBOW | 6 | 0 | . | 1 | 90 ELBOW | 400 | . | . | . | VARCF-302 | NO
90 ELBOW | 6 | 0 | . | 1 | 90 ELBOW | 300 | . | . | . | VARCF-302/304 | NO
90 ELBOW | 6 | 0 | . | 1 | 90 ELBOW | 350 | . | . | . | VARCF-304 | NO
90 ELBOW | 6 | 0 | . | 1 | 90 ELBOW | 350 | . | . | . | VARCF-302 | NO
90 ELBOW | 6 | 0 | . | 1 | 90 ELBOW | 350 | . | . | . | VARCF-304 | NO
90 ELBOW | 6 | 0 | . | 1 | 90 ELBOW | 350 | . | . | . | VARCF-304 | NO
90 ELBOW | 5 | 0 | . | 1 | 90 ELBOW | 150 | . | . | . | VARCF-304 | NO
90 ELBOW | 5 | 0 | . | 6 | 90 ELBOW | 250 | . | . | . | VARCF-304/305 | NO
90 ELBOW | 21 | 0 | . | 1 | 90 ELBOW | 200 | . | . | . | VARCF-304/305 | NO
90 ELBOW | 21 | 0 | . | 1 | 90 ELBOW | 150 | . | . | . | VARCF-304/305 | NO
90 ELBOW | 21 | 0 | . | 1 | 90 ELBOW | 200 | . | . | . | VARCF-304/305 | NO
90 ELBOW | 21 | 0 | . | 1 | 90 ELBOW | 150 | . | . | . | VARCF-304 | NO
90 ELBOW | 21 | 0 | . | 1 | 90 ELBOW | 150 | . | . | . | VARCF-305 | NO
90 ELBOW | 21 | 0 | . | 1 | 90 ELBOW | 150 | . | . | . | VARCF-305 | NO
90 ELBOW | 21 | 0 | . | 1 | 90 ELBOW | 150 | . | . | . | VARCF-304/305 | NO
90 ELBOW | 21 | 0 | . | 1 | 90 ELBOW | 250 | . | . | . | VARCF-305 | NO
90 ELBOW | 21 | 0 | . | 1 | 90 ELBOW | 250 | . | . | . | VARCF-305 | NO
90 ELBOW | 21 | 0 | . | 1 | 90 ELBOW | 150 | . | . | . | VARCF-305 | NO
90 ELBOW | 21 | 0 | . | 1 | 90 ELBOW | 150 | . | . | . | VARCF-305 | NO
90 ELBOW | 21 | 0 | . | 1 | 90 ELBOW | 150 | . | . | . | VARCF-304 | NO
90 ELBOW | 21 | 0 | . | 1 | 90 ELBOW | 150 | . | . | . | VARCF-304 | NO
90 ELBOW | 21 | 0 | . | 1 | 90 ELBOW | 150 | . | . | . | VARCF-305 | NO
90 ELBOW | 21 | 0 | . | 1 | 90 ELBOW | 150 | . | . | . | VARCF-304 | NO
90 ELBOW | 21 | 0 | . | 1 | 90 ELBOW | 150 | . | . | . | VARCF-304/305 | NO
90 ELBOW | 21 | 0 | . | 1 | 90 ELBOW | 150 | . | . | . | VARCF-304 | NO
90 ELBOW | 21 | 0 | . | 1 | 90 ELBOW | 150 | . | . | . | VARCF-305 | NO
90 ELBOW | 21 | 0 | . | 1 | 90 ELBOW | 200 | . | . | . | VARCF-304/305 | NO
90 ELBOW | 21 | 0 | . | 1 | 90 ELBOW | 150 | . | . | . | VARCF-304 | NO
90 ELBOW | 21 | 0 | . | 1 | 90 ELBOW | 150 | . | . | . | VARCF-305 | NO
90 ELBOW | 21 | 0 | . | 1 | 90 ELBOW | 150 | . | . | . | VARCF-305 | NO
90 ELBOW | 21 | 0 | . | 2 | 90 ELBOW | 250 | . | . | . | VARCF-304 | NO
90 ELBOW | 21 | 0 | . | 1 | 90 ELBOW | 250 | . | . | . | VARCF-304 | NO
90 ELBOW | 21 | 0 | . | 3 | 90 ELBOW | 200 | . | . | . | VARCF-304/305 | NO
90 ELBOW | 21 | 0 | . | 1 | 90 ELBOW | 150 | . | . | . | VARCF-304/305 | NO
90 ELBOW | 21 | 0 | . | 1 | 90 ELBOW | 200 | . | . | . | VARCF-305 | NO
90 ELBOW | 21 | 0 | . | 1 | 90 ELBOW | 200 | . | . | . | VARCF-304/305 | NO
90 ELBOW | 21 | 0 | . | 1 | 90 ELBOW | 200 | . | . | . | VARCF-304 | NO
90 ELBOW | 21 | 0 | . | 1 | 90 ELBOW | 250 | . | . | . | VARCF-304 | NO
90 ELBOW | 21 | 0 | . | 2 | 90 ELBOW | 150 | . | . | . | VARCF-305 | NO
90 ELBOW | 21 | 0 | . | 1 | 90 ELBOW | 150 | . | . | . | VARCF-304/305 | NO
90 ELBOW | 21 | 0 | . | 1 | 90 ELBOW | 150 | . | . | . | VARCF-305 | NO
90 ELBOW | 21 | 0 | . | 1 | 90 ELBOW | 150 | . | . | . | VARCF-304 | NO
90 ELBOW | 21 | 0 | . | 1 | 90 ELBOW | 150 | . | . | . | VARCF-305 | NO
90 ELBOW | 21 | 0 | . | 1 | 90 ELBOW | 150 | . | . | . | VARCF-304 | NO
90 ELBOW | 21 | 0 | . | 1 | 90 ELBOW | 200 | . | . | . | VARCF-304/305 | NO
90 ELBOW | 21 | 0 | . | 1 | 90 ELBOW | 250 | . | . | . | VARCF-304/305 | NO
90 ELBOW | 21 | 0 | . | 1 | 90 ELBOW | 250 | . | . | . | VARCF-304/305 | NO
90 ELBOW | 21 | 0 | . | 1 | 90 ELBOW | 300 | . | . | . | VARCF-304/305 | NO
90 ELBOW | 21 | 0 | . | 1 | 90 ELBOW | 200 | . | . | . | VARCF-305 | NO
90 ELBOW | 21 | 0 | . | 1 | 90 ELBOW | 200 | . | . | . | VARCF-305 | NO
90 ELBOW | 21 | 0 | . | 2 | 90 ELBOW | 150 | . | . | . | VARCF-304/305 | NO
90 ELBOW | 21 | 0 | . | 2 | 90 ELBOW | 150 | . | . | . | VARCF-304/305 | NO
90 ELBOW | 21 | 0 | . | 1 | 90 ELBOW | 150 | . | . | . | VARCF-305 | NO
90 ELBOW | 21 | 0 | . | 1 | 90 ELBOW | 200 | . | . | . | VARCF-305 | NO
90 ELBOW | 21 | 0 | . | 1 | 90 ELBOW | 150 | . | . | . | VARCF-304 | NO
90 ELBOW | 21 | 0 | . | 1 | 90 ELBOW | 150 | . | . | . | VARCF-304 | NO
90 ELBOW | 21 | 0 | . | 1 | 90 ELBOW | 150 | . | . | . | VARCF-305 | NO
90 ELBOW | 21 | 0 | . | 1 | 90 ELBOW | 150 | . | . | . | VARCF-305 | NO
90 ELBOW | 21 | 0 | . | 1 | 90 ELBOW | 150 | . | . | . | VARCF-305 | NO
90 ELBOW | 21 | 0 | . | 1 | 90 ELBOW | 150 | . | . | . | VARCF-305 | NO
90 ELBOW | 21 | 0 | . | 1 | 90 ELBOW | 150 | . | . | . | VARCF-304 | NO
90 ELBOW | 21 | 0 | . | 1 | 90 ELBOW | 150 | . | . | . | VARCF-305 | NO
90 ELBOW | 21 | 0 | . | 1 | 90 ELBOW | 150 | . | . | . | VARCF-305 | NO
90 ELBOW | 21 | 0 | . | 1 | 90 ELBOW | 150 | . | . | . | VARCF-305 | NO
90 ELBOW | 21 | 0 | . | 1 | 90 ELBOW | 150 | . | . | . | VARCF-304 | NO
90 ELBOW | 21 | 0 | . | 1 | 90 ELBOW | 150 | . | . | . | VARCF-305 | NO
90 ELBOW | 21 | 0 | . | 2 | 90 ELBOW | 150 | . | . | . | VARCF-304 | NO
90 ELBOW | 21 | 0 | . | 1 | 90 ELBOW | 150 | . | . | . | VARCF-305 | NO
90 ELBOW | 21 | 0 | . | 1 | 90 ELBOW | 150 | . | . | . | VARCF-305 | NO
90 ELBOW | 21 | 0 | . | 1 | 90 ELBOW | 150 | . | . | . | VARCF-304 | NO
90 ELBOW | 21 | 0 | . | 1 | 90 ELBOW | 150 | . | . | . | VARCF-305 | NO
90 ELBOW | 21 | 0 | . | 1 | 90 ELBOW | 150 | . | . | . | VARCF-305 | NO
90 ELBOW | 21 | 0 | . | 1 | 90 ELBOW | 150 | . | . | . | VARCF-304 | NO
90 ELBOW | 21 | 0 | . | 1 | 90 ELBOW | 150 | . | . | . | VARCF-305 | NO
90 ELBOW | 21 | 0 | . | 1 | 90 ELBOW | 200 | . | . | . | VARCF-305 | NO
90 ELBOW | 21 | 0 | . | 1 | 90 ELBOW | 200 | . | . | . | VARCF-304 | NO
90 ELBOW | 21 | 0 | . | 1 | 90 ELBOW | 200 | . | . | . | VARCF-304/305 | NO
90 ELBOW | 21 | 0 | . | 1 | 90 ELBOW | 250 | . | . | . | VARCF-305 | NO
90 ELBOW | 21 | 0 | . | 2 | 90 ELBOW | 200 | . | . | . | VARCF-304/305 | NO
90 ELBOW | 21 | 0 | . | 1 | 90 ELBOW | 150 | . | . | . | VARCF-305 | NO
90 ELBOW | 21 | 0 | . | 1 | 90 ELBOW | 150 | . | . | . | VARCF-304 | NO
90 ELBOW | 21 | 0 | . | 1 | 90 ELBOW | 150 | . | . | . | VARCF-304 | NO
90 ELBOW | 21 | 0 | . | 1 | 90 ELBOW | 150 | . | . | . | VARCF-305 | NO
90 ELBOW | 21 | 0 | . | 1 | 90 ELBOW | 150 | . | . | . | VARCF-304/305 | NO
90 ELBOW | 21 | 0 | . | 1 | 90 ELBOW | 300 | . | . | . | VFC-341 | NO
90 ELBOW | 21 | 0 | . | 1 | 90 ELBOW | 150 | . | . | . | VARCF-304/305 | NO
90 ELBOW | 21 | 0 | . | 1 | 90 ELBOW | 150 | . | . | . | VARCF-304 | NO
90 ELBOW | 21 | 0 | . | 1 | 90 ELBOW | 150 | . | . | . | VARCF-302 | NO
90 ELBOW | 21 | 0 | . | 1 | 90 ELBOW | 200 | . | . | . | VARCF-304 | NO
90 ELBOW | 21 | 0 | . | 1 | 90 ELBOW | 200 | . | . | . | VARC-310-VA-0001 | NO
90 ELBOW | 21 | 0 | . | 1 | 90 ELBOW | 200 | . | . | . | VARC-310-VA-0001 | NO
90 ELBOW | 21 | 0 | . | 11 | 90 ELBOW | 250 | . | . | . | VARC-310-VA-0001 | NO
90 ELBOW | 21 | 0 | . | 1 | 90 ELBOW | 150 | . | . | . | VARCF-302 | NO
90 ELBOW | 21 | 0 | . | 1 | 90 ELBOW | 150 | . | . | . | VARCF-304 | NO
90 ELBOW | 21 | 0 | . | 1 | 90 ELBOW | 150 | . | . | . | VARCF-302 | NO
90 ELBOW | 21 | 0 | . | 1 | 90 ELBOW | 200 | . | . | . | VARCF-302 | NO
90 ELBOW | 21 | 0 | . | 1 | 90 ELBOW | 200 | . | . | . | VARCF-304 | NO
90 ELBOW | 21 | 0 | . | 1 | 90 ELBOW | 200 | . | . | . | VARCF-302 | NO
90 ELBOW | 24 | 0 | . | 5 | 90 ELBOW | 305 | . | . | . | VE-314-VE-0001 | NO
90 ELBOW | 22 | 0 | . | 1 | 90 ELBOW | 150 | . | . | . | VARCF-302 | NO
90 ELBOW | 22 | 0 | . | 1 | 90 ELBOW | 200 | . | . | . | VARCF-302/304 | NO
90 ELBOW | 22 | 0 | . | 1 | 90 ELBOW | 150 | . | . | . | VARCF-302 | NO
90 ELBOW | 22 | 0 | . | 1 | 90 ELBOW | 150 | . | . | . | VARCF-304 | NO
90 ELBOW | 22 | 0 | . | 1 | 90 ELBOW | 150 | . | . | . | VARCF-302 | NO
90 ELBOW | 22 | 0 | . | 1 | 90 ELBOW | 200 | . | . | . | VARCF-302/304 | NO
90 ELBOW | 22 | 0 | . | 1 | 90 ELBOW | 200 | . | . | . | VARCF-302/304 | NO
90 ELBOW | 22 | 0 | . | 1 | 90 ELBOW | 250 | . | . | . | VARCF-302/304 | NO
90 ELBOW | 22 | 0 | . | 2 | 90 ELBOW | 200 | . | . | . | VARCF-302/304 | NO
90 ELBOW | 22 | 0 | . | 3 | 90 ELBOW | 200 | . | . | . | VARCF-302/304 | NO
90 ELBOW | 22 | 0 | . | 1 | 90 ELBOW | 300 | . | . | . | VARCF-302 | NO
90 ELBOW | 22 | 0 | . | 1 | 90 ELBOW | 150 | . | . | . | VARCF-304 | NO
90 ELBOW | 22 | 0 | . | 1 | 90 ELBOW | 150 | . | . | . | VARCF-302 | NO
90 ELBOW | 22 | 0 | . | 1 | 90 ELBOW | 150 | . | . | . | VARCF-302 | NO
90 ELBOW | 22 | 0 | . | 1 | 90 ELBOW | 150 | . | . | . | VARCF-302 | NO
90 ELBOW | 22 | 0 | . | 1 | 90 ELBOW | 150 | . | . | . | VARCF-304 | NO
90 ELBOW | 22 | 0 | . | 1 | 90 ELBOW | 150 | . | . | . | VARCF-302 | NO
90 ELBOW | 22 | 0 | . | 1 | 90 ELBOW | 150 | . | . | . | VARCF-302/304 | NO
90 ELBOW | 22 | 0 | . | 1 | 90 ELBOW | 200 | . | . | . | VARCF-302 | NO
90 ELBOW | 22 | 0 | . | 1 | 90 ELBOW | 150 | . | . | . | VARCF-304 | NO
90 ELBOW | 22 | 0 | . | 1 | 90 ELBOW | 150 | . | . | . | VARCF-304 | NO
90 ELBOW | 22 | 0 | . | 1 | 90 ELBOW | 150 | . | . | . | VARCF-302 | NO
90 ELBOW | 22 | 0 | . | 1 | 90 ELBOW | 150 | . | . | . | VARCF-304 | NO
90 ELBOW | 22 | 0 | . | 1 | 90 ELBOW | 150 | . | . | . | VARCF-304 | NO
90 ELBOW | 6 | 0 | . | 1 | 90 ELBOW | 250 | . | . | . | VARCF-304 | NO
90 ELBOW | 6 | 0 | . | 1 | 90 ELBOW | 200 | . | . | . | VARCF-302/304 | NO
90 ELBOW | 6 | 0 | . | 1 | 90 ELBOW | 150 | . | . | . | VARCF-302 | NO
90 ELBOW | 6 | 0 | . | 1 | 90 ELBOW | 150 | . | . | . | VARCF-304 | NO
90 ELBOW | 6 | 0 | . | 2 | 90 ELBOW | 300 | . | . | . | VARCF-302 | NO
90 ELBOW | 6 | 0 | . | 2 | 90 ELBOW | 400 | . | . | . | VARCF-302 | NO
90 ELBOW | 6 | 0 | . | 3 | 90 ELBOW | 200 | . | . | . | VARCF-302 | NO
90 ELBOW | 6 | 0 | . | 1 | 90 ELBOW | 125 | . | . | . | VARCF-304/305 | NO
90 ELBOW | 6 | 0 | . | 1 | 90 ELBOW | 250 | . | . | . | VARCF-304 | NO
90 ELBOW | 6 | 0 | . | 1 | 90 ELBOW | 250 | . | . | . | VARCF-304 | NO
90 ELBOW | 6 | 0 | . | 1 | 90 ELBOW | 250 | . | . | . | VARCF-302 | NO
90 ELBOW | 6 | 0 | . | 1 | 90 ELBOW | 150 | . | . | . | VARCF-304 | NO
90 ELBOW | 6 | 0 | . | 2 | 90 ELBOW | 150 | . | . | . | VARCF-304 | NO
90 ELBOW | 6 | 0 | . | 1 | 90 ELBOW | 250 | . | . | . | VARCF-304 | NO
90 ELBOW | 6 | 0 | . | 1 | 90 ELBOW | 250 | . | . | . | VARCF-302 | NO
90 ELBOW | 6 | 0 | . | 1 | 90 ELBOW | 250 | . | . | . | VARCF-304 | NO
90 ELBOW | 6 | 0 | . | 1 | 90 ELBOW | 250 | . | . | . | VARCF-302 | NO
90 ELBOW | 6 | 0 | . | 1 | 90 ELBOW | 200 | . | . | . | VARCF-302 | NO
90 ELBOW | 6 | 0 | . | 1 | 90 ELBOW | 200 | . | . | . | VARCF-302 | NO
90 ELBOW | 6 | 0 | . | 1 | 90 ELBOW | 200 | . | . | . | VARCF-304 | NO
90 ELBOW | 6 | 0 | . | 1 | 90 ELBOW | 400 | . | . | . | VARCF-302 | NO
90 ELBOW | 6 | 0 | . | 1 | 90 ELBOW | 400 | . | . | . | VARCF-304 | NO
90 ELBOW | 6 | 0 | . | 2 | 90 ELBOW | 300 | . | . | . | VARCF-302 | NO
90 ELBOW | 6 | 0 | . | 1 | 90 ELBOW | 150 | . | . | . | VARCF-302/304 | NO
90 ELBOW | 6 | 0 | . | 1 | 90 ELBOW | 150 | . | . | . | VARCF-302 | NO
90 ELBOW | 6 | 0 | . | 1 | 90 ELBOW | 150 | . | . | . | VARCF-304 | NO
90 ELBOW | 6 | 0 | . | 1 | 90 ELBOW | 200 | . | . | . | VARCF-302 | NO
90 ELBOW | 6 | 0 | . | 1 | 90 ELBOW | 200 | . | . | . | VARCF-304 | NO
90 ELBOW | 6 | 0 | . | 1 | 90 ELBOW | 200 | . | . | . | VARCF-304 | NO
90 ELBOW | 6 | 0 | . | 1 | 90 ELBOW | 150 | . | . | . | VARCF-302 | NO
90 ELBOW | 6 | 0 | . | 1 | 90 ELBOW | 250 | . | . | . | VARCF-302 | NO
90 ELBOW | 6 | 0 | . | 1 | 90 ELBOW | 250 | . | . | . | VARCF-304 | NO
90 ELBOW | 5 | 0 | . | 1 | 90 ELBOW | 350 | . | . | . | VARCF-305 | NO
90 ELBOW | 5 | 0 | . | 1 | 90 ELBOW | 350 | . | . | . | VARCF-305 | NO
90 ELBOW | 5 | 0 | . | 1 | 90 ELBOW | 350 | . | . | . | VARCF-305 | NO
90 ELBOW | 5 | 0 | . | 1 | 90 ELBOW | 350 | . | . | . | VARCF-304 | NO
90 ELBOW | 5 | 0 | . | 1 | 90 ELBOW | 350 | . | . | . | VARCF-305 | NO
90 ELBOW | 5 | 0 | . | 1 | 90 ELBOW | 350 | . | . | . | VARCF-304 | NO
90 ELBOW | 5 | 0 | . | 1 | 90 ELBOW | 350 | . | . | . | VARCF-305 | NO
90 ELBOW | 5 | 0 | . | 1 | 90 ELBOW | 350 | . | . | . | VARCF-304 | NO
90 ELBOW | 5 | 0 | . | 1 | 90 ELBOW | 350 | . | . | . | VARCF-305 | NO
90 ELBOW | 5 | 0 | . | 1 | 90 ELBOW | 350 | . | . | . | VARCF-304 | NO
90 ELBOW | 5 | 0 | . | 1 | 90 ELBOW | 350 | . | . | . | VARCF-305 | NO
90 ELBOW | 5 | 0 | . | 1 | 90 ELBOW | 350 | . | . | . | VARCF-304 | NO
90 ELBOW | 5 | 0 | . | 1 | 90 ELBOW | 350 | . | . | . | VARCF-305 | NO
90 ELBOW | 5 | 0 | . | 1 | 90 ELBOW | 350 | . | . | . | VARCF-304 | NO
90 ELBOW | 5 | 0 | . | 1 | 90 ELBOW | 250 | . | . | . | VARCF-304/305 | NO
90 ELBOW | 19 | 0 | . | 1 | 90 ELBOW | 150 | . | . | . | VARCF-302 | NO
90 ELBOW | 19 | 0 | . | 1 | 90 ELBOW | 150 | . | . | . | VARCF-302/304 | NO
90 ELBOW | 19 | 0 | . | 2 | 90 ELBOW | 150 | . | . | . | VARCF-302/304 | NO
90 ELBOW | 19 | 0 | . | 1 | 90 ELBOW | 250 | . | . | . | VARCF-302/304 | NO
90 ELBOW | 19 | 0 | . | 1 | 90 ELBOW | 150 | . | . | . | VARCF-302/304 | NO
90 ELBOW | 19 | 0 | . | 1 | 90 ELBOW | 150 | . | . | . | VARCF-302/304 | NO
90 ELBOW | 19 | 0 | . | 1 | 90 ELBOW | 150 | . | . | . | VARCF-302/304 | NO
90 ELBOW | 19 | 0 | . | 1 | 90 ELBOW | 150 | . | . | . | VARCF-302/304 | NO
90 ELBOW | 19 | 0 | . | 2 | 90 ELBOW | 200 | . | . | . | VARCF-302/304 | NO
90 ELBOW | 19 | 0 | . | 1 | 90 ELBOW | 250 | . | . | . | VARCF-302/304 | NO
90 ELBOW | 19 | 0 | . | 1 | 90 ELBOW | 200 | . | . | . | VARCF-302/304 | NO
90 ELBOW | 5 | 0 | . | 10 | 90 ELBOW | 200 | . | . | . | VARCF-304/305 | NO
90 ELBOW | 19 | 0 | . | 1 | 90 ELBOW | 150 | . | . | . | VARCF-302/304 | NO
90 ELBOW | 19 | 0 | . | 1 | 90 ELBOW | 250 | . | . | . | VARCF-302/304 | NO
90 ELBOW | 18 | 0 | . | 1 | 90 ELBOW | 150 | . | . | . | VARCF-304 | NO
90 ELBOW | 18 | 0 | . | 1 | 90 ELBOW | 150 | . | . | . | VARCF-304 | NO
90 ELBOW | 18 | 0 | . | 1 | 90 ELBOW | 150 | . | . | . | VARCF-304 | NO
90 ELBOW | 18 | 0 | . | 1 | 90 ELBOW | 150 | . | . | . | VARCF-305 | NO
90 ELBOW | 18 | 0 | . | 1 | 90 ELBOW | 150 | . | . | . | VARCF-305 | NO
90 ELBOW | 18 | 0 | . | 1 | 90 ELBOW | 150 | . | . | . | VARCF-304 | NO
90 ELBOW | 18 | 0 | . | 1 | 90 ELBOW | 150 | . | . | . | VARCF-305 | NO
90 ELBOW | 18 | 0 | . | 1 | 90 ELBOW | 150 | . | . | . | VARCF-304 | NO
90 ELBOW | 18 | 0 | . | 1 | 90 ELBOW | 150 | . | . | . | VARCF-305 | NO
90 ELBOW | 18 | 0 | . | 1 | 90 ELBOW | 150 | . | . | . | VARCF-304 | NO
90 ELBOW | 18 | 0 | . | 1 | 90 ELBOW | 250 | . | . | . | VARCF-304/305 | NO
90 ELBOW | 18 | 0 | . | 1 | 90 ELBOW | 250 | . | . | . | VARCF-304/305 | NO
90 ELBOW | 18 | 0 | . | 3 | 90 ELBOW | 150 | . | . | . | VARCF-305 | NO
90 ELBOW | 18 | 0 | . | 1 | 90 ELBOW | 250 | . | . | . | VARCF-305 | NO
90 ELBOW | 18 | 0 | . | 3 | 90 ELBOW | 200 | . | . | . | VARCF-305 | NO
90 ELBOW | 18 | 0 | . | 1 | 90 ELBOW | 250 | . | . | . | VARCF-304/305 | NO
90 ELBOW | 18 | 0 | . | 1 | 90 ELBOW | 200 | . | . | . | VARCF-304 | NO
90 ELBOW | 18 | 0 | . | 2 | 90 ELBOW | 200 | . | . | . | VARCF-304/305 | NO
90 ELBOW | 18 | 0 | . | 9 | 90 ELBOW | 150 | . | . | . | VARCF-305 | NO
90 ELBOW | 18 | 0 | . | 1 | 90 ELBOW | 150 | . | . | . | VARCF-305 | NO
90 ELBOW | 18 | 0 | . | 1 | 90 ELBOW | 200 | . | . | . | VARCF-305 | NO
90 ELBOW | 18 | 0 | . | 1 | 90 ELBOW | 200 | . | . | . | VARCF-304 | NO
90 ELBOW | 18 | 0 | . | 2 | 90 ELBOW | 200 | . | . | . | VARCF-304/305 | NO
90 ELBOW | 18 | 0 | . | 2 | 90 ELBOW | 250 | . | . | . | VFC-343 | NO
90 ELBOW | 18 | 0 | . | 1 | 90 ELBOW | 250 | . | . | . | VFC-343 | NO
90 ELBOW | 18 | 0 | . | 3 | 90 ELBOW | 200 | . | . | . | VARCF-304/305 | NO
90 ELBOW | 18 | 0 | . | 3 | 90 ELBOW | 150 | . | . | . | VARCF-302 | NO
90 ELBOW | 18 | 0 | . | 2 | 90 ELBOW | 150 | . | . | . | VARCF-304 | NO
90 ELBOW | 18 | 0 | . | 1 | 90 ELBOW | 250 | . | . | . | VARCF-305 | NO
90 ELBOW | 18 | 0 | . | 1 | 90 ELBOW | 200 | . | . | . | VARCF-305 | NO
90 ELBOW | 18 | 0 | . | 2 | 90 ELBOW | 150 | . | . | . | VARCF-304/305 | NO
90 ELBOW | 15 | 0 | . | 1 | 90 ELBOW | 150 | . | . | . | VARCF-304/305 | NO
90 ELBOW | 15 | 0 | . | 1 | 90 ELBOW | 150 | . | . | . | VARCF-304 | NO
90 ELBOW | 15 | 0 | . | 1 | 90 ELBOW | 150 | . | . | . | VARCF-304 | NO
90 ELBOW | 15 | 0 | . | 1 | 90 ELBOW | 150 | . | . | . | VARCF-304/305 | NO
90 ELBOW | 15 | 0 | . | 1 | 90 ELBOW | 150 | . | . | . | VARCF-304/305 | NO
90 ELBOW | 15 | 0 | . | 1 | 90 ELBOW | 200 | . | . | . | VARCF-304/305 | NO
90 ELBOW | 15 | 0 | . | 1 | 90 ELBOW | 250 | . | . | . | VARCF-304/305 | NO
90 ELBOW | 15 | 0 | . | 1 | 90 ELBOW | 200 | . | . | . | VARCF-304/305 | NO
90 ELBOW | 15 | 0 | . | 1 | 90 ELBOW | 150 | . | . | . | VARCF-305 | NO
90 ELBOW | 15 | 0 | . | 1 | 90 ELBOW | 200 | . | . | . | VARCF-304/305 | NO
90 ELBOW | 15 | 0 | . | 1 | 90 ELBOW | 200 | . | . | . | VARCF-304/305 | NO
90 ELBOW | 15 | 0 | . | 1 | 90 ELBOW | 150 | . | . | . | VARCF-305 | NO
90 ELBOW | 15 | 0 | . | 1 | 90 ELBOW | 150 | . | . | . | VARCF-305 | NO
90 ELBOW | 15 | 0 | . | 1 | 90 ELBOW | 200 | . | . | . | VARCF-305 | NO
90 ELBOW | 15 | 0 | . | 1 | 90 ELBOW | 150 | . | . | . | VARCF-304 | NO
90 ELBOW | 15 | 0 | . | 1 | 90 ELBOW | 150 | . | . | . | VARCF-304 | NO
90 ELBOW | 15 | 0 | . | 1 | 90 ELBOW | 150 | . | . | . | VARCF-305 | NO
90 ELBOW | 15 | 0 | . | 1 | 90 ELBOW | 150 | . | . | . | VARCF-304 | NO
90 ELBOW | 15 | 0 | . | 1 | 90 ELBOW | 150 | . | . | . | VARCF-305 | NO
90 ELBOW | 15 | 0 | . | 1 | 90 ELBOW | 150 | . | . | . | VARCF-305 | NO
90 ELBOW | 15 | 0 | . | 1 | 90 ELBOW | 150 | . | . | . | VARCF-304 | NO
90 ELBOW | 15 | 0 | . | 1 | 90 ELBOW | 150 | . | . | . | VARCF-304 | NO
90 ELBOW | 15 | 0 | . | 1 | 90 ELBOW | 150 | . | . | . | VARCF-305 | NO
90 ELBOW | 15 | 0 | . | 1 | 90 ELBOW | 150 | . | . | . | VARCF-304 | NO
90 ELBOW | 15 | 0 | . | 1 | 90 ELBOW | 150 | . | . | . | VARCF-305 | NO
90 ELBOW | 15 | 0 | . | 1 | 90 ELBOW | 150 | . | . | . | VARCF-305 | NO
90 ELBOW | 15 | 0 | . | 1 | 90 ELBOW | 150 | . | . | . | VARCF-304 | NO
90 ELBOW | 15 | 0 | . | 1 | 90 ELBOW | 200 | . | . | . | VARCF-304 | NO
90 ELBOW | 15 | 0 | . | 1 | 90 ELBOW | 200 | . | . | . | VARCF-305 | NO
90 ELBOW | 15 | 0 | . | 1 | 90 ELBOW | 200 | . | . | . | VARCF-304 | NO
90 ELBOW | 15 | 0 | . | 1 | 90 ELBOW | 250 | . | . | . | VARCF-304/305 | NO
90 ELBOW | 15 | 0 | . | 1 | 90 ELBOW | 250 | . | . | . | VARCF-304/305 | NO
90 ELBOW | 15 | 0 | . | 1 | 90 ELBOW | 300 | . | . | . | VARCF-304/305 | NO
90 ELBOW | 15 | 0 | . | 1 | 90 ELBOW | 300 | . | . | . | VARCF-304/305 | NO
90 ELBOW | 15 | 0 | . | 1 | 90 ELBOW | 200 | . | . | . | VARCF-305 | NO
90 ELBOW | 15 | 0 | . | 1 | 90 ELBOW | 350 | . | . | . | VARCF-305 | NO
90 ELBOW | 15 | 0 | . | 1 | 90 ELBOW | 250 | . | . | . | VARCF-304 | NO
90 ELBOW | 15 | 0 | . | 1 | 90 ELBOW | 300 | . | . | . | VARCF-304/305 | NO
90 ELBOW | 15 | 0 | . | 1 | 90 ELBOW | 150 | . | . | . | VARCF-304/305 | NO
90 ELBOW | 15 | 0 | . | 1 | 90 ELBOW | 150 | . | . | . | VARCF-304 | NO
90 ELBOW | 15 | 0 | . | 1 | 90 ELBOW | 150 | . | . | . | VARCF-304 | NO
90 ELBOW | 15 | 0 | . | 1 | 90 ELBOW | 150 | . | . | . | VARCF-305 | NO
90 ELBOW | 15 | 0 | . | 1 | 90 ELBOW | 300 | . | . | . | VARCF-304/305 | NO
90 ELBOW | 15 | 0 | . | 1 | 90 ELBOW | 300 | . | . | . | VARCF-304/305 | NO
90 ELBOW | 15 | 0 | . | 1 | 90 ELBOW | 150 | . | . | . | VARCF-302 | NO
90 ELBOW | 15 | 0 | . | 1 | 90 ELBOW | 200 | . | . | . | VARCF-305 | NO
90 ELBOW | 15 | 0 | . | 1 | 90 ELBOW | 150 | . | . | . | VARCF-305 | NO
90 ELBOW | 15 | 0 | . | 1 | 90 ELBOW | 150 | . | . | . | VARCF-305 | NO
90 ELBOW | 15 | 0 | . | 1 | 90 ELBOW | 150 | . | . | . | VARCF-305 | NO
90 ELBOW | 15 | 0 | . | 1 | 90 ELBOW | 150 | . | . | . | VARCF-305 | NO
90 ELBOW | 15 | 0 | . | 1 | 90 ELBOW | 150 | . | . | . | VARCF-305 | NO
90 ELBOW | 15 | 0 | . | 1 | 90 ELBOW | 150 | . | . | . | VARCF-302 | NO
90 ELBOW | 15 | 0 | . | 1 | 90 ELBOW | 200 | . | . | . | VARCF-304 | NO
90 ELBOW | 15 | 0 | . | 1 | 90 ELBOW | 150 | . | . | . | VARCF-302 | NO
90 ELBOW | 15 | 0 | . | 1 | 90 ELBOW | 150 | . | . | . | VARCF-305 | NO
90 ELBOW | 15 | 0 | . | 1 | 90 ELBOW | 150 | . | . | . | VARCF-302 | NO
90 ELBOW | 15 | 0 | . | 1 | 90 ELBOW | 300 | . | . | . | VARCF-305 | NO
90 ELBOW | 16 | 0 | . | 1 | 90 ELBOW | 250 | . | . | . | VARCF-302/304 | NO
90 ELBOW | 16 | 0 | . | 1 | 90 ELBOW | 150 | . | . | . | VARCF-302/304 | NO
90 ELBOW | 16 | 0 | . | 1 | 90 ELBOW | 150 | . | . | . | VARCF-302 | NO
90 ELBOW | 16 | 0 | . | 1 | 90 ELBOW | 150 | . | . | . | VARCF-304 | NO
90 ELBOW | 16 | 0 | . | 1 | 90 ELBOW | 150 | . | . | . | VARCF-302 | NO
90 ELBOW | 16 | 0 | . | 1 | 90 ELBOW | 250 | . | . | . | VARCF-304 | NO
90 ELBOW | 16 | 0 | . | 1 | 90 ELBOW | 200 | . | . | . | VARCF-302/304 | NO
90 ELBOW | 16 | 0 | . | 1 | 90 ELBOW | 200 | . | . | . | VARCF-304 | NO
90 ELBOW | 16 | 0 | . | 1 | 90 ELBOW | 200 | . | . | . | VARCF-302 | NO
90 ELBOW | 16 | 0 | . | 1 | 90 ELBOW | 200 | . | . | . | VARCF-302 | NO
90 ELBOW | 16 | 0 | . | 1 | 90 ELBOW | 250 | . | . | . | VARCF-302/304 | NO
90 ELBOW | 16 | 0 | . | 1 | 90 ELBOW | 250 | . | . | . | VARCF-302/304 | NO
90 ELBOW | 16 | 0 | . | 1 | 90 ELBOW | 250 | . | . | . | VARCF-302/304 | NO
90 ELBOW | 16 | 0 | . | 1 | 90 ELBOW | 250 | . | . | . | VARCF-302/304 | NO
90 ELBOW | 16 | 0 | . | 1 | 90 ELBOW | 250 | . | . | . | VARCF-302/304 | NO
90 ELBOW | 16 | 0 | . | 1 | 90 ELBOW | 250 | . | . | . | VARCF-302/304 | NO
90 ELBOW | 16 | 0 | . | 1 | 90 ELBOW | 250 | . | . | . | VARCF-302/304 | NO
90 ELBOW | 16 | 0 | . | 1 | 90 ELBOW | 250 | . | . | . | VARCF-302/304 | NO
90 ELBOW | 16 | 0 | . | 1 | 90 ELBOW | 250 | . | . | . | VARCF-302/304 | NO
90 ELBOW | 16 | 0 | . | 1 | 90 ELBOW | 250 | . | . | . | VARCF-302/304 | NO
90 ELBOW | 16 | 0 | . | 1 | 90 ELBOW | 250 | . | . | . | VARCF-302/304 | NO
90 ELBOW | 16 | 0 | . | 1 | 90 ELBOW | 150 | . | . | . | VARCF-304 | NO
90 ELBOW | 16 | 0 | . | 1 | 90 ELBOW | 150 | . | . | . | VARCF-304 | NO
90 ELBOW | 16 | 0 | . | 1 | 90 ELBOW | 150 | . | . | . | VARCF-304 | NO
90 ELBOW | 16 | 0 | . | 1 | 90 ELBOW | 150 | . | . | . | VARCF-304 | NO
90 ELBOW | 16 | 0 | . | 1 | 90 ELBOW | 150 | . | . | . | VARCF-304 | NO
90 ELBOW | 16 | 0 | . | 1 | 90 ELBOW | 150 | . | . | . | VARCF-304 | NO
90 ELBOW | 16 | 0 | . | 1 | 90 ELBOW | 150 | . | . | . | VARCF-304 | NO
90 ELBOW | 16 | 0 | . | 1 | 90 ELBOW | 150 | . | . | . | VARCF-304 | NO
90 ELBOW | 16 | 0 | . | 1 | 90 ELBOW | 300 | . | . | . | VARCF-302/304 | NO
90 ELBOW | 16 | 0 | . | 1 | 90 ELBOW | 200 | . | . | . | VARCF-302/304 | NO
90 ELBOW | 16 | 0 | . | 1 | 90 ELBOW | 350 | . | . | . | VARCF-302/304 | NO
90 ELBOW | 16 | 0 | . | 1 | 90 ELBOW | 200 | . | . | . | VARCF-304 | NO
90 ELBOW | 16 | 0 | . | 1 | 90 ELBOW | 200 | . | . | . | VARCF-302 | NO
90 ELBOW | 16 | 0 | . | 1 | 90 ELBOW | 350 | . | . | . | VARCF-304 | NO
90 ELBOW | 16 | 0 | . | 1 | 90 ELBOW | 350 | . | . | . | VARCF-304 | NO
90 ELBOW | 16 | 0 | . | 1 | 90 ELBOW | 150 | . | . | . | VARCF-304 | NO
90 ELBOW | 16 | 0 | . | 1 | 90 ELBOW | 200 | . | . | . | VARCF-304 | NO
90 ELBOW | 16 | 0 | . | 1 | 90 ELBOW | 200 | . | . | . | VARCF-302 | NO
90 ELBOW | 16 | 0 | . | 1 | 90 ELBOW | 200 | . | . | . | VARCF-304 | NO
90 ELBOW | 16 | 0 | . | 1 | 90 ELBOW | 200 | . | . | . | VARCF-302 | NO
90 ELBOW | 16 | 0 | . | 1 | 90 ELBOW | 150 | . | . | . | VARCF-302 | NO
90 ELBOW | 16 | 0 | . | 1 | 90 ELBOW | 200 | . | . | . | VARCF-304 | NO
90 ELBOW | 16 | 0 | . | 10 | 90 ELBOW | 150 | . | . | . | VARCF-304 | NO
90 ELBOW | 16 | 0 | . | 1 | 90 ELBOW | 150 | . | . | . | VARCF-304 | NO
90 ELBOW | 12 | 0 | . | 1 | 90 ELBOW | 150 | . | . | . | VARCF-305 | NO
90 ELBOW | 12 | 0 | . | 1 | 90 ELBOW | 150 | . | . | . | VARCF-305 | NO
90 ELBOW | 12 | 0 | . | 1 | 90 ELBOW | 150 | . | . | . | VARCF-304 | NO
90 ELBOW | 12 | 0 | . | 1 | 90 ELBOW | 250 | . | . | . | VARCF-304 | NO
90 ELBOW | 12 | 0 | . | 1 | 90 ELBOW | 200 | . | . | . | VARCF-304 | NO
90 ELBOW | 12 | 0 | . | 1 | 90 ELBOW | 150 | . | . | . | VARCF-305 | NO
90 ELBOW | 12 | 0 | . | 1 | 90 ELBOW | 150 | . | . | . | VARCF-304 | NO
90 ELBOW | 12 | 0 | . | 1 | 90 ELBOW | 150 | . | . | . | VARCF-304 | NO
90 ELBOW | 12 | 0 | . | 1 | 90 ELBOW | 150 | . | . | . | VARCF-305 | NO
90 ELBOW | 12 | 0 | . | 1 | 90 ELBOW | 150 | . | . | . | VARCF-305 | NO
90 ELBOW | 12 | 0 | . | 1 | 90 ELBOW | 150 | . | . | . | VARCF-304 | NO
90 ELBOW | 12 | 0 | . | 1 | 90 ELBOW | 150 | . | . | . | VARCF-304 | NO
90 ELBOW | 12 | 0 | . | 1 | 90 ELBOW | 150 | . | . | . | VARCF-305 | NO
90 ELBOW | 12 | 0 | . | 1 | 90 ELBOW | 150 | . | . | . | VARCF-305 | NO
90 ELBOW | 12 | 0 | . | 1 | 90 ELBOW | 150 | . | . | . | VARCF-304 | NO
90 ELBOW | 12 | 0 | . | 1 | 90 ELBOW | 150 | . | . | . | VARCF-304 | NO
90 ELBOW | 12 | 0 | . | 1 | 90 ELBOW | 150 | . | . | . | VARCF-305 | NO
90 ELBOW | 12 | 0 | . | 1 | 90 ELBOW | 200 | . | . | . | VARCF-304 | NO
90 ELBOW | 12 | 0 | . | 1 | 90 ELBOW | 150 | . | . | . | VARCF-305 | NO
90 ELBOW | 12 | 0 | . | 1 | 90 ELBOW | 150 | . | . | . | VARCF-304 | NO
90 ELBOW | 12 | 0 | . | 1 | 90 ELBOW | 150 | . | . | . | VARCF-304 | NO
90 ELBOW | 12 | 0 | . | 1 | 90 ELBOW | 150 | . | . | . | VARCF-305 | NO
90 ELBOW | 12 | 0 | . | 1 | 90 ELBOW | 150 | . | . | . | VARCF-305 | NO
90 ELBOW | 12 | 0 | . | 1 | 90 ELBOW | 150 | . | . | . | VARCF-304 | NO
90 ELBOW | 12 | 0 | . | 1 | 90 ELBOW | 150 | . | . | . | VARCF-304 | NO
90 ELBOW | 12 | 0 | . | 1 | 90 ELBOW | 150 | . | . | . | VARCF-305 | NO
90 ELBOW | 12 | 0 | . | 1 | 90 ELBOW | 150 | . | . | . | VARCF-305 | NO
90 ELBOW | 12 | 0 | . | 1 | 90 ELBOW | 150 | . | . | . | VARCF-304 | NO
90 ELBOW | 12 | 0 | . | 1 | 90 ELBOW | 150 | . | . | . | VARCF-304 | NO
90 ELBOW | 12 | 0 | . | 1 | 90 ELBOW | 150 | . | . | . | VARCF-305 | NO
90 ELBOW | 12 | 0 | . | 1 | 90 ELBOW | 200 | . | . | . | VARCF-304 | NO
90 ELBOW | 12 | 0 | . | 1 | 90 ELBOW | 200 | . | . | . | VARCF-304 | NO
90 ELBOW | 12 | 0 | . | 1 | 90 ELBOW | 200 | . | . | . | VARCF-304 | NO
90 ELBOW | 12 | 0 | . | 1 | 90 ELBOW | 200 | . | . | . | VARCF-304 | NO
90 ELBOW | 12 | 0 | . | 1 | 90 ELBOW | 200 | . | . | . | VARCF-304 | NO
90 ELBOW | 12 | 0 | . | 1 | 90 ELBOW | 300 | . | . | . | VARCF-304/305 | NO
90 ELBOW | 12 | 0 | . | 1 | 90 ELBOW | 300 | . | . | . | VARCF-304/305 | NO
90 ELBOW | 12 | 0 | . | 1 | 90 ELBOW | 250 | . | . | . | VARCF-304 | NO
90 ELBOW | 12 | 0 | . | 1 | 90 ELBOW | 150 | . | . | . | VARCF-305 | NO
90 ELBOW | 12 | 0 | . | 1 | 90 ELBOW | 150 | . | . | . | VARCF-304 | NO
90 ELBOW | 12 | 0 | . | 1 | 90 ELBOW | 150 | . | . | . | VARCF-304 | NO
90 ELBOW | 12 | 0 | . | 1 | 90 ELBOW | 150 | . | . | . | VARCF-305 | NO
90 ELBOW | 12 | 0 | . | 1 | 90 ELBOW | 200 | . | . | . | VARCF-305 | NO
90 ELBOW | 12 | 0 | . | 2 | 90 ELBOW | 300 | . | . | . | VARCF-304/305 | NO
90 ELBOW | 12 | 0 | . | 2 | 90 ELBOW | 250 | . | . | . | VARCF-305 | NO
90 ELBOW | 12 | 0 | . | 6 | 90 ELBOW | 150 | . | . | . | VARCF-305 | NO
90 ELBOW | 12 | 0 | . | 1 | 90 ELBOW | 250 | . | . | . | VARCF-304 | NO
90 ELBOW | 12 | 0 | . | 1 | 90 ELBOW | 150 | . | . | . | VARCF-304/305 | NO
90 ELBOW | 12 | 0 | . | 1 | 90 ELBOW | 150 | . | . | . | VARCF-304/305 | NO
90 ELBOW | 12 | 0 | . | 1 | 90 ELBOW | 150 | . | . | . | VARCF-304/305 | NO
90 ELBOW | 12 | 0 | . | 1 | 90 ELBOW | 250 | . | . | . | VARCF-304 | NO
90 ELBOW | 12 | 0 | . | 1 | 90 ELBOW | 250 | . | . | . | VARCF-304 | NO
90 ELBOW | 12 | 0 | . | 1 | 90 ELBOW | 250 | . | . | . | VARCF-304 | NO
90 ELBOW | 12 | 0 | . | 1 | 90 ELBOW | 250 | . | . | . | VARCF-304 | NO
90 ELBOW | 12 | 0 | . | 1 | 90 ELBOW | 150 | . | . | . | VARCF-304 | NO
90 ELBOW | 12 | 0 | . | 2 | 90 ELBOW | 250 | . | . | . | VARCF-304 | NO
90 ELBOW | 12 | 0 | . | 1 | 90 ELBOW | 200 | . | . | . | VARCF-304/305 | NO
90 ELBOW | 12 | 0 | . | 1 | 90 ELBOW | 200 | . | . | . | VARCF-304/305 | NO
90 ELBOW | 12 | 0 | . | 1 | 90 ELBOW | 200 | . | . | . | VARCF-304 | NO
90 ELBOW | 12 | 0 | . | 1 | 90 ELBOW | 200 | . | . | . | VARCF-302/304 | NO
90 ELBOW | 12 | 0 | . | 1 | 90 ELBOW | 150 | . | . | . | VARCF-304 | NO
90 ELBOW | 12 | 0 | . | 2 | 90 ELBOW | 200 | . | . | . | VARCF-302/304 | NO
90 ELBOW | 12 | 0 | . | 1 | 90 ELBOW | 250 | . | . | . | VARCF-302/304 | NO
90 ELBOW | 12 | 0 | . | 1 | 90 ELBOW | 250 | . | . | . | VARCF-304 | NO
90 ELBOW | 12 | 0 | . | 1 | 90 ELBOW | 200 | . | . | . | VARCF-304 | NO
90 ELBOW | 12 | 0 | . | 1 | 90 ELBOW | 200 | . | . | . | VARCF-302 | NO
90 ELBOW | 12 | 0 | . | 1 | 90 ELBOW | 200 | . | . | . | VARCF-302 | NO
90 ELBOW | 12 | 0 | . | 1 | 90 ELBOW | 200 | . | . | . | VARCF-302/304 | NO
90 ELBOW | 12 | 0 | . | 1 | 90 ELBOW | 150 | . | . | . | VARCF-302 | NO
90 ELBOW | 12 | 0 | . | 1 | 90 ELBOW | 150 | . | . | . | VARCF-304 | NO
90 ELBOW | 13 | 0 | . | 1 | 90 ELBOW | 350 | . | . | . | VARCF-304 | NO
90 ELBOW | 13 | 0 | . | 1 | 90 ELBOW | 300 | . | . | . | VARCF-302/304 | NO
90 ELBOW | 13 | 0 | . | 1 | 90 ELBOW | 300 | . | . | . | VARCF-302/304 | NO
90 ELBOW | 13 | 0 | . | 1 | 90 ELBOW | 300 | . | . | . | VARCF-302/304 | NO
90 ELBOW | 13 | 0 | . | 1 | 90 ELBOW | 300 | . | . | . | VARCF-302/304 | NO
90 ELBOW | 13 | 0 | . | 1 | 90 ELBOW | 350 | . | . | . | VARCF-302 | NO
90 ELBOW | 13 | 0 | . | 1 | 90 ELBOW | 350 | . | . | . | VARCF-304 | NO
90 ELBOW | 13 | 0 | . | 1 | 90 ELBOW | 350 | . | . | . | VARCF-304 | NO
90 ELBOW | 13 | 0 | . | 3 | 90 ELBOW | 300 | . | . | . | VARCF-302/304 | NO
90 ELBOW | 13 | 0 | . | 1 | 90 ELBOW | 250 | . | . | . | VARCF-302 | NO
90 ELBOW | 13 | 0 | . | 1 | 90 ELBOW | 200 | . | . | . | VARCF-304 | NO
90 ELBOW | 13 | 0 | . | 2 | 90 ELBOW | 200 | . | . | . | VARCF-302/304 | NO
90 ELBOW | 13 | 0 | . | 1 | 90 ELBOW | 200 | . | . | . | VARCF-302/304 | NO
90 ELBOW | 13 | 0 | . | 1 | 90 ELBOW | 200 | . | . | . | VARCF-302/304 | NO
90 ELBOW | 13 | 0 | . | 1 | 90 ELBOW | 200 | . | . | . | VARCF-302/304 | NO
90 ELBOW | 13 | 0 | . | 1 | 90 ELBOW | 200 | . | . | . | VARCF-302/304 | NO
90 ELBOW | 13 | 0 | . | 1 | 90 ELBOW | 200 | . | . | . | VARCF-302/304 | NO
90 ELBOW | 13 | 0 | . | 1 | 90 ELBOW | 200 | . | . | . | VARCF-302/304 | NO
90 ELBOW | 13 | 0 | . | 1 | 90 ELBOW | 200 | . | . | . | VARCF-302/304 | NO
90 ELBOW | 13 | 0 | . | 1 | 90 ELBOW | 200 | . | . | . | VARCF-302/304 | NO
90 ELBOW | 13 | 0 | . | 1 | 90 ELBOW | 200 | . | . | . | VARCF-302/304 | NO
90 ELBOW | 13 | 0 | . | 1 | 90 ELBOW | 250 | . | . | . | VARCF-302/304 | NO
90 ELBOW | 13 | 0 | . | 1 | 90 ELBOW | 250 | . | . | . | VARCF-302/304 | NO
90 ELBOW | 13 | 0 | . | 1 | 90 ELBOW | 150 | . | . | . | VARCF-304 | NO
90 ELBOW | 13 | 0 | . | 1 | 90 ELBOW | 150 | . | . | . | VARCF-304 | NO
90 ELBOW | 13 | 0 | . | 1 | 90 ELBOW | 150 | . | . | . | VARCF-304 | NO
90 ELBOW | 13 | 0 | . | 1 | 90 ELBOW | 150 | . | . | . | VARCF-304 | NO
90 ELBOW | 13 | 0 | . | 1 | 90 ELBOW | 150 | . | . | . | VARCF-304 | NO
90 ELBOW | 13 | 0 | . | 1 | 90 ELBOW | 150 | . | . | . | VARCF-304 | NO
90 ELBOW | 13 | 0 | . | 1 | 90 ELBOW | 150 | . | . | . | VARCF-304 | NO
90 ELBOW | 13 | 0 | . | 1 | 90 ELBOW | 250 | . | . | . | VARCF-302/304 | NO
90 ELBOW | 13 | 0 | . | 1 | 90 ELBOW | 150 | . | . | . | VARCF-302/304 | NO
90 ELBOW | 13 | 0 | . | 1 | 90 ELBOW | 200 | . | . | . | VARCF-302/304 | NO
90 ELBOW | 13 | 0 | . | 1 | 90 ELBOW | 200 | . | . | . | VARCF-302/304 | NO
90 ELBOW | 13 | 0 | . | 1 | 90 ELBOW | 150 | . | . | . | VARCF-304 | NO
90 ELBOW | 13 | 0 | . | 1 | 90 ELBOW | 150 | . | . | . | VARCF-302 | NO
90 ELBOW | 13 | 0 | . | 1 | 90 ELBOW | 150 | . | . | . | VARCF-304 | NO
90 ELBOW | 13 | 0 | . | 1 | 90 ELBOW | 350 | . | . | . | VARCF-304 | NO
90 ELBOW | 13 | 0 | . | 1 | 90 ELBOW | 200 | . | . | . | VARCF-304 | NO
90 ELBOW | 13 | 0 | . | 1 | 90 ELBOW | 300 | . | . | . | VARCF-302/304 | NO
90 ELBOW | 13 | 0 | . | 1 | 90 ELBOW | 300 | . | . | . | VARCF-302/304 | NO
90 ELBOW | 13 | 0 | . | 8 | 90 ELBOW | 150 | . | . | . | VARCF-304 | NO
90 ELBOW | 13 | 0 | . | 1 | 90 ELBOW | 150 | . | . | . | VARCF-302 | NO
90 ELBOW | 9 | 0 | . | 1 | 90 ELBOW | 200 | . | . | . | VARCF-305 | NO
90 ELBOW | 9 | 0 | . | 1 | 90 ELBOW | 150 | . | . | . | VARCF-305 | NO
90 ELBOW | 9 | 0 | . | 1 | 90 ELBOW | 150 | . | . | . | VARCF-305 | NO
90 ELBOW | 9 | 0 | . | 1 | 90 ELBOW | 150 | . | . | . | VARCF-305 | NO
90 ELBOW | 9 | 0 | . | 18 | 90 ELBOW | 150 | . | . | . | VARCF-305 | NO
90 ELBOW | 9 | 0 | . | 1 | 90 ELBOW | 150 | . | . | . | VARCF-305 | NO
90 ELBOW | 9 | 0 | . | 1 | 90 ELBOW | 150 | . | . | . | VARCF-304 | NO
90 ELBOW | 9 | 0 | . | 1 | 90 ELBOW | 150 | . | . | . | VARCF-305 | NO
90 ELBOW | 9 | 0 | . | 1 | 90 ELBOW | 150 | . | . | . | VARCF-304 | NO
90 ELBOW | 9 | 0 | . | 1 | 90 ELBOW | 200 | . | . | . | VARCF-304/305 | NO
90 ELBOW | 9 | 0 | . | 1 | 90 ELBOW | 150 | . | . | . | VARCF-305 | NO
90 ELBOW | 9 | 0 | . | 1 | 90 ELBOW | 150 | . | . | . | VARCF-304 | NO
90 ELBOW | 9 | 0 | . | 1 | 90 ELBOW | 250 | . | . | . | VARCF-304/305 | NO
90 ELBOW | 9 | 0 | . | 1 | 90 ELBOW | 200 | . | . | . | VARCF-304/305 | NO
90 ELBOW | 9 | 0 | . | 1 | 90 ELBOW | 200 | . | . | . | VARCF-304 | NO
90 ELBOW | 9 | 0 | . | 1 | 90 ELBOW | 200 | . | . | . | VARCF-304 | NO
90 ELBOW | 9 | 0 | . | 1 | 90 ELBOW | 150 | . | . | . | VARCF-304 | NO
90 ELBOW | 9 | 0 | . | 2 | 90 ELBOW | 250 | . | . | . | VARCF-304/305 | NO
90 ELBOW | 9 | 0 | . | 1 | 90 ELBOW | 200 | . | . | . | VARCF-304/305 | NO
90 ELBOW | 9 | 0 | . | 1 | 90 ELBOW | 200 | . | . | . | VARCF-304/305 | NO
90 ELBOW | 9 | 0 | . | 1 | 90 ELBOW | 200 | . | . | . | VARCF-304/305 | NO
90 ELBOW | 9 | 0 | . | 1 | 90 ELBOW | 200 | . | . | . | VARCF-304/305 | NO
90 ELBOW | 9 | 0 | . | 1 | 90 ELBOW | 200 | . | . | . | VARCF-304/305 | NO
90 ELBOW | 9 | 0 | . | 1 | 90 ELBOW | 150 | . | . | . | VARCF-304 | NO
90 ELBOW | 9 | 0 | . | 1 | 90 ELBOW | 150 | . | . | . | VARCF-304 | NO
90 ELBOW | 9 | 0 | . | 1 | 90 ELBOW | 200 | . | . | . | VARCF-304 | NO
90 ELBOW | 9 | 0 | . | 1 | 90 ELBOW | 150 | . | . | . | VARCF-304 | NO
90 ELBOW | 9 | 0 | . | 1 | 90 ELBOW | 150 | . | . | . | VARCF-304 | NO
90 ELBOW | 9 | 0 | . | 1 | 90 ELBOW | 150 | . | . | . | VARCF-304 | NO
90 ELBOW | 9 | 0 | . | 1 | 90 ELBOW | 150 | . | . | . | VARCF-304 | NO
90 ELBOW | 9 | 0 | . | 1 | 90 ELBOW | 200 | . | . | . | VARCF-304/305 | NO
90 ELBOW | 9 | 0 | . | 1 | 90 ELBOW | 200 | . | . | . | VARCF-304/305 | NO
90 ELBOW | 9 | 0 | . | 1 | 90 ELBOW | 150 | . | . | . | VARCF-304/305 | NO
90 ELBOW | 9 | 0 | . | 1 | 90 ELBOW | 200 | . | . | . | VARCF-304/305 | NO
90 ELBOW | 9 | 0 | . | 1 | 90 ELBOW | 250 | . | . | . | VARCF-304/305 | NO
90 ELBOW | 9 | 0 | . | 1 | 90 ELBOW | 250 | . | . | . | VARCF-304/305 | NO
90 ELBOW | 9 | 0 | . | 1 | 90 ELBOW | 250 | . | . | . | VARCF-304/305 | NO
90 ELBOW | 9 | 0 | . | 1 | 90 ELBOW | 305 | . | . | . | VE-314-VE-0001 | NO
90 ELBOW | 9 | 0 | . | 1 | 90 ELBOW | 100 | . | . | . | VARCF-304 | NO
90 ELBOW | 9 | 0 | . | 1 | 90 ELBOW | 150 | . | . | . | VARCF-304 | NO
90 ELBOW | 9 | 0 | . | 1 | 90 ELBOW | 150 | . | . | . | VARCF-304 | NO
90 ELBOW | 9 | 0 | . | 1 | 90 ELBOW | 150 | . | . | . | VARCF-305 | NO
90 ELBOW | 9 | 0 | . | 2 | 90 ELBOW | 250 | . | . | . | VFC-347 | NO
90 ELBOW | 9 | 0 | . | 1 | 90 ELBOW | 150 | . | . | . | VARCF-304 | NO
90 ELBOW | 9 | 0 | . | 1 | 90 ELBOW | 150 | . | . | . | VARCF-302 | NO
90 ELBOW | 9 | 0 | . | 1 | 90 ELBOW | 150 | . | . | . | VARCF-302 | NO
90 ELBOW | 9 | 0 | . | 2 | 90 ELBOW | 200 | . | . | . | VARCF-304 | NO
90 ELBOW | 9 | 0 | . | 1 | 90 ELBOW | 150 | . | . | . | VARCF-302/304 | NO
90 ELBOW | 9 | 0 | . | 1 | 90 ELBOW | 150 | . | . | . | VARCF-304 | NO
90 ELBOW | 9 | 0 | . | 1 | 90 ELBOW | 150 | . | . | . | VARCF-304 | NO
90 ELBOW | 9 | 0 | . | 1 | 90 ELBOW | 250 | . | . | . | VARCF-304 | NO
90 ELBOW | 9 | 0 | . | 1 | 90 ELBOW | 150 | . | . | . | VARCF-304 | NO
90 ELBOW | 9 | 0 | . | 1 | 90 ELBOW | 150 | . | . | . | VARCF-302 | NO
90 ELBOW | 9 | 0 | . | 1 | 90 ELBOW | 150 | . | . | . | VARCF-302 | NO
90 ELBOW | 9 | 0 | . | 1 | 90 ELBOW | 150 | . | . | . | VARCF-302 | NO
90 ELBOW | 9 | 0 | . | 1 | 90 ELBOW | 250 | . | . | . | VARCF-304 | NO
90 ELBOW | 9 | 0 | . | 1 | 90 ELBOW | 250 | . | . | . | VARCF-302 | NO
90 ELBOW | 9 | 0 | . | 1 | 90 ELBOW | 150 | . | . | . | VARCF-302/304 | NO
90 ELBOW | 9 | 0 | . | 1 | 90 ELBOW | 150 | . | . | . | VARCF-302/304 | NO
90 ELBOW | 9 | 0 | . | 2 | 90 ELBOW | 250 | . | . | . | VARCF-302/304 | NO
90 ELBOW | 9 | 0 | . | 2 | 90 ELBOW | 250 | . | . | . | VARCF-304/305 | NO
90 ELBOW | 9 | 0 | . | 2 | 90 ELBOW | 150 | . | . | . | VARCF-304 | NO
90 ELBOW | 10 | 0 | . | 2 | 90 ELBOW | 250 | . | . | . | VARCF-302/304 | NO
90 ELBOW | 10 | 0 | . | 1 | 90 ELBOW | 150 | . | . | . | VARCF-302 | NO
90 ELBOW | 10 | 0 | . | 1 | 90 ELBOW | 150 | . | . | . | VARCF-304 | NO
90 ELBOW | 10 | 0 | . | 1 | 90 ELBOW | 150 | . | . | . | VARCF-304 | NO
90 ELBOW | 10 | 0 | . | 1 | 90 ELBOW | 150 | . | . | . | VARCF-302 | NO
90 ELBOW | 10 | 0 | . | 1 | 90 ELBOW | 150 | . | . | . | VARCF-302 | NO
90 ELBOW | 10 | 0 | . | 1 | 90 ELBOW | 250 | . | . | . | VARCF-302/304 | NO
90 ELBOW | 10 | 0 | . | 1 | 90 ELBOW | 250 | . | . | . | VARCF-302/304 | NO
90 ELBOW | 10 | 0 | . | 1 | 90 ELBOW | 150 | . | . | . | VARCF-302 | NO
90 ELBOW | 10 | 0 | . | 1 | 90 ELBOW | 250 | . | . | . | VARCF-302/304 | NO
90 ELBOW | 10 | 0 | . | 2 | 90 ELBOW | 300 | . | . | . | VARCF-302/304 | NO
90 ELBOW | 10 | 0 | . | 1 | 90 ELBOW | 350 | . | . | . | VARCF-302 | NO
90 ELBOW | 10 | 0 | . | 2 | 90 ELBOW | 350 | . | . | . | VARCF-302 | NO
90 ELBOW | 10 | 0 | . | 1 | 90 ELBOW | 100 | . | . | . | VARCF-304 | NO
90 ELBOW | 10 | 0 | . | 1 | 90 ELBOW | 100 | . | . | . | VARCF-302 | NO
90 ELBOW | 10 | 0 | . | 1 | 90 ELBOW | 350 | . | . | . | VARCF-302/304 | NO
90 ELBOW | 10 | 0 | . | 1 | 90 ELBOW | 350 | . | . | . | VARCF-302/304 | NO
90 ELBOW | 10 | 0 | . | 1 | 90 ELBOW | 250 | . | . | . | VARCF-302/304 | NO
90 ELBOW | 10 | 0 | . | 1 | 90 ELBOW | 200 | . | . | . | VARCF-302/304 | NO
90 ELBOW | 10 | 0 | . | 1 | 90 ELBOW | 200 | . | . | . | VARCF-302/304 | NO
90 ELBOW | 10 | 0 | . | 1 | 90 ELBOW | 200 | . | . | . | VARCF-304 | NO
90 ELBOW | 10 | 0 | . | 1 | 90 ELBOW | 300 | . | . | . | VARCF-304 | NO
90 ELBOW | 10 | 0 | . | 1 | 90 ELBOW | 150 | . | . | . | VARCF-302 | NO
90 ELBOW | 10 | 0 | . | 1 | 90 ELBOW | 200 | . | . | . | VARCF-302/304 | NO
90 ELBOW | 10 | 0 | . | 1 | 90 ELBOW | 200 | . | . | . | VARCF-302/304 | NO
90 ELBOW | 10 | 0 | . | 1 | 90 ELBOW | 350 | . | . | . | VARCF-304 | NO
90 ELBOW | 10 | 0 | . | 1 | 90 ELBOW | 250 | . | . | . | VARCF-302/304 | NO
90 ELBOW | 26 | 0 | . | 1 | 90 ELBOW | 150 | . | . | . | VF-361-VF-0001 | NO
90 ELBOW | 26 | 0 | . | 2 | 90 ELBOW | 305 | . | . | . | VE-314-VE-0001 | NO
90 ELBOW | 12 | 0 | . | 1 | 90 ELBOW | 150 | . | . | . | VARCF-305 | NO
90 ELBOW | 12 | 0 | . | 2 | 90 ELBOW | 250 | . | . | . | VARCF-304/305 | NO
CANEVAS | 3 | 0 | . | 1 | CANEVAS | 950X800 | . | . | . | VARC-312-VA-0001 | NO
CANEVAS | 3 | 0 | . | 1 | CANEVAS | 950X800 | . | . | . | VARC-312-VA-0001 | NO
CANEVAS | 3 | 0 | . | 1 | CANEVAS | 550X400 | . | . | . | VARC-311-VA-0001 | NO
CANEVAS | 3 | 0 | . | 1 | CANEVAS | 550X450 | . | . | . | VARC-311-VA-0001 | NO
CANEVAS | 5 | 0 | . | 1 | CANEVAS | 300X150 | . | . | . | VC-383-VA-0001 | NO
CANEVAS | 5 | 0 | . | 1 | CANEVAS | 200 | . | . | . | VC-383-VA-0001 | NO
CANEVAS | 24 | 0 | . | 1 | CANEVAS | 1219X813 | . | . | LOW PRESSURE | VFC-342 | NO
CANEVAS | 24 | 0 | . | 1 | CANEVAS | 610X406 | . | . | LOW PRESSURE | VFC-341 | NO
CANEVAS | 24 | 0 | . | 1 | CANEVAS | 610X406 | . | . | LOW PRESSURE | VFC-341 | NO
CANEVAS | 33 | 0 | . | 1 | CANEVAS | 1524X1016 | . | . | . | VE-314-VE-0001 | NO
CANEVAS | 33 | 0 | . | 1 | CANEVAS | 1524X1016 | . | . | . | VE-314-VE-0001 | NO
CANEVAS | 33 | 0 | . | 1 | CANEVAS | 1524X1219 | . | . | . | VACF-301 | NO
CANEVAS | 33 | 0 | . | 1 | CANEVAS | 1165X914 | . | . | . | VACF-301 | NO
CANEVAS | 33 | 0 | . | 1 | CANEVAS | 1524X1016 | . | . | . | VACF-301 | NO
CANEVAS | 33 | 0 | . | 1 | CANEVAS | 1524X1219 | . | . | . | VACF-301 | NO
CANEVAS | 24 | 0 | . | 1 | CANEVAS | 1500X1500 | . | . | . | VARCF-304 | NO
CANEVAS | 24 | 0 | . | 1 | CANEVAS | 1500X1500 | . | . | . | VARCF-305 | NO
CANEVAS | 24 | 0 | . | 1 | CANEVAS | 1500X1450 | . | . | . | VARCF-305 | NO
CANEVAS | 24 | 0 | . | 1 | CANEVAS | 1500X1450 | . | . | . | VARCF-304 | NO
CANEVAS | 24 | 0 | . | 1 | CANEVAS | 1154X1013 | . | . | . | VF-363-VF-0001 | NO
CANEVAS | 24 | 0 | . | 1 | CANEVAS | 1154X1013 | . | . | . | VF-369-VF-0001 | NO
CANEVAS | 18 | 0 | . | 1 | CANEVAS | 650X300 | . | . | LOW PRESSURE | VFC-343 | NO
CANEVAS | 18 | 0 | . | 1 | CANEVAS | 900X500 | . | . | LOW PRESSURE | VFC-343 | NO
CANEVAS | 12 | 0 | . | 1 | CANEVAS | 900X500 | . | . | LOW PRESSURE | VFC-345 | NO
CANEVAS | 12 | 0 | . | 1 | CANEVAS | 650X300 | . | . | LOW PRESSURE | VFC-345 | NO
CANEVAS | 33 | 0 | . | 1 | CANEVAS | 1500X1500 | . | . | . | VARCF-303 | NO
CANEVAS | 33 | 0 | . | 1 | CANEVAS | 1500X1500 | . | . | . | VARCF-302 | NO
CANEVAS | 33 | 0 | . | 1 | CANEVAS | 1500X1500 | . | . | . | VARCF-302 | NO
CANEVAS | 33 | 0 | . | 1 | CANEVAS | 1500X1500 | . | . | . | VARCF-303 | NO
CANEVAS | 33 | 0 | . | 1 | CANEVAS | 1500X1500 | . | . | . | VARCF-305 | NO
CANEVAS | 33 | 0 | . | 1 | CANEVAS | 1500X1500 | . | . | . | VARCF-304 | NO
CANEVAS | 33 | 0 | . | 1 | CANEVAS | 1500X1500 | . | . | . | VARCF-305 | NO
CANEVAS | 33 | 0 | . | 1 | CANEVAS | 1500X1500 | . | . | . | VARCF-304 | NO
CANEVAS | 26 | 0 | . | 1 | CANEVAS | 1500X1400 | . | . | . | VARCF-302 | NO
CANEVAS | 26 | 0 | . | 1 | CANEVAS | 1500X1400 | . | . | . | VARCF-303 | NO
CANEVAS | 26 | 0 | . | 1 | CANEVAS | 1500X1500 | . | . | . | VARCF-303 | NO
CANEVAS | 26 | 0 | . | 1 | CANEVAS | 1500X1500 | . | . | . | VARCF-302 | NO
CANEVAS | 26 | 0 | . | 1 | CANEVAS | 700X400 | . | . | . | VF-361-VF-0001 | NO
CANEVAS | 26 | 0 | . | 1 | CANEVAS | 550X250 | . | . | . | VF-361-VF-0001 | NO
CANEVAS | 26 | 0 | . | 1 | CANEVAS | 1473X914 | . | . | . | VACF-301 | NO
CANEVAS | 26 | 0 | . | 1 | CANEVAS | 1450X610 | . | . | . | VACF-301 | NO
CANEVAS | 26 | 0 | . | 1 | CANEVAS | 650X500 | . | . | . | VF-362-VF-0001 | NO
CANEVAS | 26 | 0 | . | 1 | CANEVAS | 1200X800 | . | . | . | VF-362-VF-0001 | NO
CANEVAS | 26 | 0 | . | 2 | CANEVAS | 800X400 | . | . | . | VE-315-VE-0001 | NO
CANEVAS | 33 | 0 | . | 1 | CANEVAS | 800X400 | . | . | . | VE-315-VE-0001 | NO
CANEVAS | 33 | 0 | . | 1 | CANEVAS | 800X400 | . | . | . | VE-315-VE-0001 | NO
CANEVAS | 27 | 0 | . | 1 | CANEVAS | 1372X813 | . | . | . | VARC-310-VA-0001 | NO
CANEVAS | 27 | 0 | . | 1 | CANEVAS | 1118X1016 | . | . | . | VARC-310-VA-0001 | NO
CANEVAS | 27 | 0 | . | 1 | CANEVAS | 1473X914 | . | . | . | VE-314-VE-0001 | NO
CANEVAS | 27 | 0 | . | 1 | CANEVAS | 1524X1016 | . | . | . | VE-314-VE-0001 | NO
CANEVAS | 27 | 0 | . | 1 | CANEVAS | 1118X1016 | . | . | . | VARC-310-VR-0001 | NO
CANEVAS | 27 | 0 | . | 1 | CANEVAS | 1118X1016 | . | . | . | VARC-310-VR-0001 | NO
CANEVAS | 25 | 0 | . | 1 | CANEVAS | 881 | . | . | . | VE-331-VE-0001 | NO
CANEVAS | 25 | 0 | . | 1 | CANEVAS | 881 | . | . | . | VE-331-VE-0002 | NO
CANEVAS | 25 | 0 | . | 1 | CANEVAS | 457X457 | . | . | . | VA-333-VA-0001 | NO
CANEVAS | 26 | 0 | . | 1 | CANEVAS | 1473X914 | . | . | . | VACF-301 | NO
CANEVAS | 26 | 0 | . | 1 | CANEVAS | 1450X610 | . | . | . | VACF-301 | NO
CANEVAS | 3 | 0 | . | 1 | CANEVAS | 550X450 | . | . | . | VARC-311-VR-0001 | NO
CANEVAS | 3 | 0 | . | 1 | CANEVAS | 800X700 | . | . | . | VARC-311-VR-0001 | NO
CANEVAS | 3 | 0 | . | 1 | CANEVAS | 750X500 | . | . | . | VF-368-VF-0001 | NO
CANEVAS | 3 | 0 | . | 1 | CANEVAS | 1200X800 | . | . | . | VF-368-VF-0001 | NO
CANEVAS | 3 | 0 | . | 1 | CANEVAS | 600X400 | . | . | . | VF-364-VF-0001 | NO
CANEVAS | 3 | 0 | . | 1 | CANEVAS | 900X500 | . | . | . | VF-364-VF-0001 | NO
CANEVAS | 3 | 0 | . | 2 | CANEVAS | 950X800 | . | . | . | VARC-312-VR-0001 | NO
CANEVAS | 3 | 0 | . | 1 | CANEVAS | 850X700 | . | . | . | VF-365-VF-0001 | NO
CANEVAS | 3 | 0 | . | 1 | CANEVAS | 1219X813 | . | . | . | VF-365-VF-0001 | NO
CANEVAS | 15 | 0 | . | 1 | CANEVAS | 650X300 | . | . | LOW PRESSURE | VFC-344 | NO
CANEVAS | 15 | 0 | . | 1 | CANEVAS | 900X500 | . | . | LOW PRESSURE | VFC-344 | NO
CANEVAS | 12 | 0 | . | 1 | CANEVAS | 900X500 | . | . | LOW PRESSURE | VFC-346 | NO
CANEVAS | 12 | 0 | . | 1 | CANEVAS | 650X300 | . | . | LOW PRESSURE | VFC-346 | NO
CANEVAS | 9 | 0 | . | 1 | CANEVAS | 650X300 | . | . | LOW PRESSURE | VFC-347 | NO
CANEVAS | 9 | 0 | . | 1 | CANEVAS | 900X500 | . | . | LOW PRESSURE | VFC-347 | NO
CANEVAS | 5 | 0 | . | 1 | CANEVAS | 900X900 | . | . | LOW PRESSURE | VFC-348 | NO
CANEVAS | 5 | 0 | . | 1 | CANEVAS | 450X300 | . | . | LOW PRESSURE | VFC-348 | NO
CANEVAS | 33 | 0 | . | 1 | CANEVAS | 150 | . | . | . | VF-361-VF-0001 | NO
CANEVAS | 33 | 0 | . | 1 | CANEVAS | 150 | . | . | . | VF-361-VF-0001 | NO
CANEVAS | 33 | 0 | . | 1 | CANEVAS | 800X400 | . | . | . | VE-315-VE-0001 | NO
CANEVAS | 32 | 0 | . | 1 | CANEVAS | 1250X550 | . | . | . | VARC-312-VA-0001 | NO
CANEVAS | 32 | 0 | . | 1 | CANEVAS | 1000X900 | . | . | . | VARC-312-VA-0001 | NO
FIRE DAMPER | 2 | 0 | . | 1 | RCF | 300X200 | . | . | LOW PRESSURE | VARCF-304/305 | NO
FIRE DAMPER | 2 | 0 | . | 1 | RCF | 300X200 | . | . | LOW PRESSURE | VARCF-304/305 | NO
FIRE DAMPER | 3 | 0 | . | 1 | RCF | 1000X400 | . | . | . | VF-368-VF-0001 | NO
FIRE DAMPER | 3 | 0 | . | 1 | RCF | 750X250 | . | . | . | VF-368-VF-0001 | NO
FIRE DAMPER | 3 | 0 | . | 1 | RCF | 550X300 | . | . | . | VF-368-VF-0001 | NO
FIRE DAMPER | 3 | 0 | . | 1 | RCF | 450X250 | . | . | . | VF-368-VF-0001 | NO
FIRE DAMPER | 3 | 0 | . | 1 | RCF | 1000X400 | . | . | . | VF-368-VF-0001 | NO
FIRE DAMPER | 3 | 0 | . | 1 | RCF | 750X500 | . | . | . | VF-368-VF-0001 | NO
FIRE DAMPER | 3 | 0 | . | 1 | RCF | 1150X500 | . | . | . | VARCF-305 | NO
FIRE DAMPER | 3 | 0 | . | 2 | RCF | 1050X450 | . | . | . | VARCF-304 | NO
FIRE DAMPER | 3 | 0 | . | 1 | RCF | 1000X900 | . | . | . | VARC-312-VR-0001 | NO
FIRE DAMPER | 3 | 0 | . | 1 | RCF | 1200X900 | . | . | . | VF-365-VF-0001 | NO
FIRE DAMPER | 3 | 0 | . | 1 | RCF | 850X700 | . | . | . | VF-365-VF-0001 | NO
FIRE DAMPER | 3 | 0 | . | 1 | RCF | 550X450 | . | . | . | VARC-311-VA-0001 | NO
FIRE DAMPER | 21 | 0 | . | 1 | RCF | 800X600 | w/ 1” ACOUSTICAL LINING | . | . | TRANSFER DUCT | NO
FIRE DAMPER | 21 | 0 | . | 1 | RCF | 800X300 | w/ 1” ACOUSTICAL LINING | . | . | TRANSFER DUCT | NO
FIRE DAMPER | 24 | 0 | . | 1 | RCF | 1727X1575 | . | . | . | VARCF-303 | NO
FIRE DAMPER | 24 | 0 | . | 1 | RCF | 1981X1575 | . | . | . | VARCF-305 | NO
FIRE DAMPER | 24 | 0 | . | 1 | RCF | 356X356 | . | . | . | VE-309-VE-0001 | NO
FIRE DAMPER | 24 | 0 | . | 1 | RCF | 559X406 | . | . | . | VE-314-VE-0001 | NO
FIRE DAMPER | 24 | 0 | . | 1 | RCF | 1200X650 | w/ 1” ACOUSTICAL LINING | . | . | TRANSFER DUCT | NO
FIRE DAMPER | 22 | 0 | . | 1 | RCF | 600X450 | . | . | . | VARCF-303 | NO
FIRE DAMPER | 33 | 0 | . | 2 | RCF | 1200X500 | . | . | . | VARCF-304/305 | NO
FIRE DAMPER | 33 | 0 | . | 1 | RCF | 610X356 | . | . | . | VACF-301 | NO
FIRE DAMPER | 32 | 0 | . | 1 | RCF | 1250X550 | . | . | . | VARC-312-VA-0001 | NO
FIRE DAMPER | 3 | 0 | . | 1 | RCF | 300X250 | . | . | . | VARCF-305 | NO
FIRE DAMPER | 3 | 0 | . | 1 | RCF | 300X200 | . | . | . | VARCF-304 | NO
FIRE DAMPER | 6 | 0 | . | 1 | RCF | 800X300 | . | . | . | VF-364-VF-0001 | NO
FIRE DAMPER | 6 | 0 | . | 1 | RCF | 600X400 | . | . | . | VF-364-VF-0001 | NO
FIRE DAMPER | 6 | 0 | . | 1 | RCF | 500X400 | . | . | . | VF-364-VF-0001 | NO
FIRE DAMPER | 19 | 0 | . | 1 | RCF | 900X450 | . | . | . | VARCF-303 | NO
FIRE DAMPER | 19 | 0 | . | 1 | RCF | 600X450 | . | . | . | VARCF-303 | NO
FIRE DAMPER | 18 | 0 | . | 1 | RCF | 600X350 | w/ 1” ACOUSTICAL LINING | . | . | TRANSFER DUCT | NO
FIRE DAMPER | 18 | 0 | . | 1 | RCF | 800X600 | w/ 1” ACOUSTICAL LINING | . | . | TRANSFER DUCT | NO
FIRE DAMPER | 18 | 0 | . | 1 | RCF | 1150X450 | . | . | . | VARCF-305 | NO
FIRE DAMPER | 15 | 0 | . | 1 | RCF | 600X350 | w/ 1” ACOUSTICAL LINING | . | . | TRANSFER DUCT | NO
FIRE DAMPER | 15 | 0 | . | 1 | RCF | 800X400 | w/ 1” ACOUSTICAL LINING | . | . | TRANSFER DUCT | NO
FIRE DAMPER | 16 | 0 | . | 1 | RCF | 800X400 | . | . | . | VARCF-303 | NO
FIRE DAMPER | 16 | 0 | . | 1 | RCF | 600X450 | . | . | . | VARCF-303 | NO
FIRE DAMPER | 12 | 0 | . | 1 | RCF | 800X300 | w/ 1” ACOUSTICAL LINING | . | . | TRANSFER DUCT | NO
FIRE DAMPER | 12 | 0 | . | 1 | RCF | 600X350 | w/ 1” ACOUSTICAL LINING | . | . | TRANSFER DUCT | NO
FIRE DAMPER | 13 | 0 | . | 1 | RCF | 800X300 | . | . | . | VARCF-303 | NO
FIRE DAMPER | 13 | 0 | . | 1 | RCF | 600X450 | . | . | . | VARCF-303 | NO
FIRE DAMPER | 9 | 0 | . | 1 | RCF | 600X350 | w/ 1” ACOUSTICAL LINING | . | . | TRANSFER DUCT | NO
FIRE DAMPER | 10 | 0 | . | 1 | RCF | 600X450 | . | . | . | VARCF-303 | NO
FIRE DAMPER | 33 | 0 | . | 1 | RCF | 1422X1067 | . | . | . | VARCF-304 | NO
FIRE DAMPER | 26 | 0 | . | 1 | RCF | 1880X1067 | . | . | . | VF-361-VF-0001 | NO
FIRE DAMPER | 26 | 0 | . | 1 | RCF | 450X400 | . | . | . | VF-361-VF-0001 | NO
FIRE DAMPER | 26 | 0 | . | 1 | RCF | 550X250 | . | . | . | VF-361-VF-0001 | NO
FIRE DAMPER | 26 | 0 | . | 1 | RCF | 813X254 | w/ 1” ACOUSTICAL LINING | . | . | TRANSFER DUCT | NO
FIRE DAMPER | 26 | 0 | . | 1 | RCF | 1981X1168 | . | . | . | VARCF-303 | NO
FIRE DAMPER | 26 | 0 | . | 1 | RCF | 406X356 | . | . | . | VE-314-VE-0001 | NO
FIRE DAMPER | 26 | 0 | . | 1 | RCF | 850X675 | . | . | . | VACF-301 | NO
FIRE DAMPER | 26 | 0 | . | 1 | RCF | 1753X787 | . | . | . | VARCF-304 | NO
FIRE DAMPER | 26 | 0 | . | 1 | RCF | 1194X1016 | . | . | . | VARCF-304 | NO
FIRE DAMPER | 26 | 0 | . | 1 | RCF | 650X300 | . | . | . | VF-362-VF-0001 | NO
FIRE DAMPER | 26 | 0 | . | 1 | RCF | 650X500 | . | . | . | VARCF-303 | NO
FIRE DAMPER | 26 | 0 | . | 1 | RCF | 650X500 | . | . | . | VARCF-303 | NO
FIRE DAMPER | 26 | 0 | . | 1 | RCF | 3048X762 | . | . | . | VARCF-302 | NO
FIRE SMOKE DAMPER | 2 | 0 | . | 1 | RCFF | 300X250 | . | . | . | VACF-301 | NO
FIRE SMOKE DAMPER | 2 | 0 | . | 1 | RCFF | 1000X450 | . | . | . | VARCF-304 | NO
FIRE SMOKE DAMPER | 2 | 0 | . | 1 | RCFF | 200X200 | . | . | . | VE-314-VE-0001 | NO
FIRE SMOKE DAMPER | 3 | 0 | . | 2 | RCFF | 400X350 | . | . | . | VACF-301 | NO
FIRE SMOKE DAMPER | 3 | 0 | . | 1 | RCFF | 610X356 | . | . | . | VACF-301 | NO
FIRE SMOKE DAMPER | 3 | 0 | . | 1 | RCFF | 300X250 | . | . | . | VARC-311/312-VA-0001 | NO
FIRE SMOKE DAMPER | 3 | 0 | . | 1 | RCFF | 300X250 | . | . | . | VARC-311/312-VA-0001 | NO
FIRE SMOKE DAMPER | 5 | 0 | . | 2 | RCFF | 350X350 | . | . | . | VE-309-VE-0001 | NO
FIRE SMOKE DAMPER | 5 | 0 | . | 1 | RCFF | 900X800 | w/ 1” ACOUSTICAL LINING | . | . | TRANSFER DUCT | NO
FIRE SMOKE DAMPER | 5 | 0 | . | 1 | RCFF | 200X200 | . | . | . | VE-314-VE-0001 | NO
FIRE SMOKE DAMPER | 21 | 0 | . | 1 | RCFF | 1270X800 | . | . | . | VARCF-303 | NO
FIRE SMOKE DAMPER | 21 | 0 | . | 1 | RCFF | 700X300 | . | . | . | VARCF-305 | NO
FIRE SMOKE DAMPER | 21 | 0 | . | 1 | RCFF | 1000X400 | . | . | . | VARCF-304 | NO
FIRE SMOKE DAMPER | 21 | 0 | . | 1 | RCFF | 300X250 | . | . | . | VE-314-VE-0001 | NO
FIRE SMOKE DAMPER | 21 | 0 | . | 1 | RCFF | 950X550 | . | . | . | VARCF-305 | NO
FIRE SMOKE DAMPER | 19 | 0 | . | 1 | RCFF | 1200X450 | . | . | . | VARCF-302 | NO
FIRE SMOKE DAMPER | 19 | 0 | . | 1 | RCFF | 1800X500 | . | . | . | VARCF-302 | NO
FIRE SMOKE DAMPER | 24 | 0 | . | 1 | RCFF | 559X559 | . | . | . | VARCF-304 | NO
FIRE SMOKE DAMPER | 24 | 0 | . | 1 | RCFF | 610X406 | . | . | LOW PRESSURE | VFC-341 | NO
FIRE SMOKE DAMPER | 24 | 0 | . | 1 | RCFF | 610X406 | . | . | LOW PRESSURE | VFC-341 | NO
FIRE SMOKE DAMPER | 22 | 0 | . | 1 | RCFF | 1000X450 | . | . | . | VARCF-302 | NO
FIRE SMOKE DAMPER | 22 | 0 | . | 1 | RCFF | 900X450 | . | . | . | VARCF-302 | NO
FIRE SMOKE DAMPER | 22 | 0 | . | 1 | RCFF | 600X300 | . | . | . | VARCF-304 | NO
FIRE SMOKE DAMPER | 22 | 0 | . | 1 | RCFF | 250X200 | . | . | . | VE-314-VE-0001 | NO
FIRE SMOKE DAMPER | 22 | 0 | . | 1 | RCFF | 200X200 | . | . | . | VACF-301 | NO
FIRE SMOKE DAMPER | 22 | 0 | . | 1 | RCFF | 250X200 | . | . | . | VACF-301 | NO
FIRE SMOKE DAMPER | 22 | 0 | . | 1 | RCFF | 400X375 | . | . | . | VACF-301 | NO
FIRE SMOKE DAMPER | 22 | 0 | . | 1 | RCFF | 1000X550 | . | . | . | VARCF-303 | NO
FIRE SMOKE DAMPER | 22 | 0 | . | 1 | RCFF | 400X350 | . | . | . | VARCF-304 | NO
FIRE SMOKE DAMPER | 22 | 0 | . | 1 | RCFF | 1400X500 | . | . | . | VARCF-303 | NO
FIRE SMOKE DAMPER | 22 | 0 | . | 1 | RCFF | 550X300 | w/ 1” ACOUSTICAL LINING | . | . | TRANSFER DUCT | NO
FIRE SMOKE DAMPER | 22 | 0 | . | 1 | RCFF | 600X300 | . | . | . | VARCF-304 | NO
FIRE SMOKE DAMPER | 21 | 0 | . | 1 | RCFF | 300X250 | . | . | . | VARCF-302 | NO
FIRE SMOKE DAMPER | 6 | 0 | . | 1 | RCFF | 750X450 | . | . | . | VARCF-304 | NO
FIRE SMOKE DAMPER | 6 | 0 | . | 1 | RCFF | 450X300 | . | . | . | VARCF-304 | NO
FIRE SMOKE DAMPER | 6 | 0 | . | 1 | RCFF | 650X450 | . | . | . | VARCF-302 | NO
FIRE SMOKE DAMPER | 6 | 0 | . | 1 | RCFF | 965X610 | . | . | . | VARCF-302 | NO
FIRE SMOKE DAMPER | 6 | 0 | . | 1 | RCFF | 550X450 | . | . | . | VARC-311-VR-0001 | NO
FIRE SMOKE DAMPER | 6 | 0 | . | 1 | RCFF | 1250X550 | . | . | . | VARC-312-VR-0001 | NO
FIRE SMOKE DAMPER | 6 | 0 | . | 1 | RCFF | 813X254 | w/ 1” ACOUSTICAL LINING | . | . | TRANSFER DUCT | NO
FIRE SMOKE DAMPER | 6 | 0 | . | 2 | RCFF | 1200X750 | . | . | . | VARCF-303 | NO
FIRE SMOKE DAMPER | 6 | 0 | . | 1 | RCFF | 600X350 | . | . | . | VACF-301 | NO
FIRE SMOKE DAMPER | 6 | 0 | . | 1 | RCFF | 600X350 | . | . | . | VACF-301 | NO
FIRE SMOKE DAMPER | 19 | 0 | . | 1 | RCFF | 700X300 | . | . | . | VARCF-304 | NO
FIRE SMOKE DAMPER | 19 | 0 | . | 1 | RCFF | 900X400 | . | . | . | VARCF-304 | NO
FIRE SMOKE DAMPER | 19 | 0 | . | 1 | RCFF | 250X250 | . | . | . | VACF-301 | NO
FIRE SMOKE DAMPER | 19 | 0 | . | 1 | RCFF | 400X375 | . | . | . | VACF-301 | NO
FIRE SMOKE DAMPER | 19 | 0 | . | 1 | RCFF | 200X200 | . | . | . | VACF-301 | NO
FIRE SMOKE DAMPER | 19 | 0 | . | 1 | RCFF | 1000X550 | . | . | . | VARCF-303 | NO
FIRE SMOKE DAMPER | 19 | 0 | . | 1 | RCFF | 550X250 | . | . | . | VARCF-304 | NO
FIRE SMOKE DAMPER | 19 | 0 | . | 1 | RCFF | 1400X500 | . | . | . | VARCF-303 | NO
FIRE SMOKE DAMPER | 19 | 0 | . | 1 | RCFF | 550X300 | w/ 1” ACOUSTICAL LINING | . | . | TRANSFER DUCT | NO
FIRE SMOKE DAMPER | 3 | 0 | . | 1 | RCFF | 450X200 | w/ 1” ACOUSTICAL LINING | . | . | TRANSFER DUCT | NO
FIRE SMOKE DAMPER | 18 | 0 | . | 1 | RCFF | 700X400 | . | . | . | VARCF-304 | NO
FIRE SMOKE DAMPER | 18 | 0 | . | 1 | RCFF | 550X300 | . | . | . | VARCF-304 | NO
FIRE SMOKE DAMPER | 18 | 0 | . | 1 | RCFF | 250X200 | . | . | . | VE-314-VE-0001 | NO
FIRE SMOKE DAMPER | 18 | 0 | . | 1 | RCFF | 1000X350 | . | . | . | VARCF-305 | NO
FIRE SMOKE DAMPER | 18 | 0 | . | 1 | RCFF | 1500X800 | . | . | . | VARCF-303 | NO
FIRE SMOKE DAMPER | 18 | 0 | . | 1 | RCFF | 300X200 | . | . | . | VARCF-304/305 | NO
FIRE SMOKE DAMPER | 18 | 0 | . | 1 | RCFF | 500X200 | . | . | . | VARCF-302 | NO
FIRE SMOKE DAMPER | 18 | 0 | . | 1 | RCFF | 300X300 | . | . | . | VARCF-304 | NO
FIRE SMOKE DAMPER | 24 | 0 | . | 1 | RCFF | 1829X1829 | . | . | . | VARCF-304 | NO
FIRE SMOKE DAMPER | 15 | 0 | . | 1 | RCFF | 750X400 | . | . | . | VARCF-304 | NO
FIRE SMOKE DAMPER | 15 | 0 | . | 1 | RCFF | 550X300 | . | . | . | VARCF-304 | NO
FIRE SMOKE DAMPER | 15 | 0 | . | 1 | RCFF | 1300X450 | . | . | . | VARCF-305 | NO
FIRE SMOKE DAMPER | 15 | 0 | . | 1 | RCFF | 1500X800 | . | . | . | VARCF-303 | NO
FIRE SMOKE DAMPER | 15 | 0 | . | 1 | RCFF | 1200X400 | . | . | . | VARCF-305 | NO
FIRE SMOKE DAMPER | 15 | 0 | . | 1 | RCFF | 300X200 | . | . | . | VARCF-302 | NO
FIRE SMOKE DAMPER | 15 | 0 | . | 1 | RCFF | 300X200 | . | . | . | VARCF-304 | NO
FIRE SMOKE DAMPER | 15 | 0 | . | 1 | RCFF | 500X300 | . | . | . | VARCF-302 | NO
FIRE SMOKE DAMPER | 15 | 0 | . | 1 | RCFF | 250X200 | . | . | . | VE-314-VE-0001 | NO
FIRE SMOKE DAMPER | 16 | 0 | . | 1 | RCFF | 700X300 | . | . | . | VARCF-304 | NO
FIRE SMOKE DAMPER | 16 | 0 | . | 1 | RCFF | 1500X500 | . | . | . | VARCF-302 | NO
FIRE SMOKE DAMPER | 16 | 0 | . | 1 | RCFF | 200X200 | . | . | . | VACF-301 | NO
FIRE SMOKE DAMPER | 16 | 0 | . | 1 | RCFF | 900X300 | . | . | . | VARCF-304 | NO
FIRE SMOKE DAMPER | 16 | 0 | . | 1 | RCFF | 1000X550 | . | . | . | VARCF-303 | NO
FIRE SMOKE DAMPER | 16 | 0 | . | 1 | RCFF | 500X350 | . | . | . | VARCF-304 | NO
FIRE SMOKE DAMPER | 16 | 0 | . | 1 | RCFF | 400X375 | . | . | . | VACF-301 | NO
FIRE SMOKE DAMPER | 16 | 0 | . | 1 | RCFF | 1400X500 | . | . | . | VARCF-303 | NO
FIRE SMOKE DAMPER | 16 | 0 | . | 1 | RCFF | 1200X500 | . | . | . | VARCF-302 | NO
FIRE SMOKE DAMPER | 16 | 0 | . | 1 | RCFF | 250X250 | . | . | . | VACF-301 | NO
FIRE SMOKE DAMPER | 16 | 0 | . | 1 | RCFF | 550X300 | w/ 1” ACOUSTICAL LINING | . | . | TRANSFER DUCT | NO
FIRE SMOKE DAMPER | 12 | 0 | . | 1 | RCFF | 900X400 | . | . | . | VARCF-304 | NO
FIRE SMOKE DAMPER | 12 | 0 | . | 1 | RCFF | 1500X900 | . | . | . | VARCF-303 | NO
FIRE SMOKE DAMPER | 12 | 0 | . | 1 | RCFF | 1200X400 | . | . | . | VARCF-305 | NO
FIRE SMOKE DAMPER | 12 | 0 | . | 1 | RCFF | 1250X400 | . | . | . | VARCF-305 | NO
FIRE SMOKE DAMPER | 12 | 0 | . | 1 | RCFF | 700X400 | . | . | . | VARCF-304 | NO
FIRE SMOKE DAMPER | 12 | 0 | . | 1 | RCFF | 250X200 | . | . | . | VE-314-VE-0001 | NO
FIRE SMOKE DAMPER | 12 | 0 | . | 1 | RCFF | 650X300 | . | . | LOW PRESSURE | VFC-346 | NO
FIRE SMOKE DAMPER | 12 | 0 | . | 1 | RCFF | 900X500 | . | . | LOW PRESSURE | VFC-346 | NO
FIRE SMOKE DAMPER | 12 | 0 | . | 1 | RCFF | 300X200 | . | . | . | VARCF-305 | NO
FIRE SMOKE DAMPER | 12 | 0 | . | 1 | RCFF | 250X250 | . | . | . | VARCF-302/304 | NO
FIRE SMOKE DAMPER | 13 | 0 | . | 1 | RCFF | 650X650 | . | . | . | VARCF-304 | NO
FIRE SMOKE DAMPER | 13 | 0 | . | 1 | RCFF | 1800X550 | . | . | . | VARCF-302 | NO
FIRE SMOKE DAMPER | 13 | 0 | . | 1 | RCFF | 1200X500 | . | . | . | VARCF-302 | NO
FIRE SMOKE DAMPER | 13 | 0 | . | 1 | RCFF | 750X400 | . | . | . | VARCF-304 | NO
FIRE SMOKE DAMPER | 13 | 0 | . | 1 | RCFF | 900X500 | . | . | . | VARCF-303 | NO
FIRE SMOKE DAMPER | 13 | 0 | . | 1 | RCFF | 1150X400 | . | . | . | VARCF-304 | NO
FIRE SMOKE DAMPER | 13 | 0 | . | 1 | RCFF | 400X375 | . | . | . | VACF-301 | NO
FIRE SMOKE DAMPER | 13 | 0 | . | 1 | RCFF | 200X200 | . | . | . | VACF-301 | NO
FIRE SMOKE DAMPER | 13 | 0 | . | 1 | RCFF | 1400X600 | . | . | . | VARCF-303 | NO
FIRE SMOKE DAMPER | 13 | 0 | . | 1 | RCFF | 550X300 | w/ 1” ACOUSTICAL LINING | . | . | TRANSFER DUCT | NO
FIRE SMOKE DAMPER | 13 | 0 | . | 1 | RCFF | 250X250 | . | . | . | VACF-301 | NO
FIRE SMOKE DAMPER | 9 | 0 | . | 1 | RCFF | 650X400 | . | . | . | VARCF-304 | NO
FIRE SMOKE DAMPER | 9 | 0 | . | 1 | RCFF | 965X864 | . | . | . | VARCF-304 | NO
FIRE SMOKE DAMPER | 9 | 0 | . | 1 | RCFF | 1500X800 | . | . | . | VARCF-303 | NO
FIRE SMOKE DAMPER | 9 | 0 | . | 1 | RCFF | 350X350 | . | . | . | VARCF-304 | NO
FIRE SMOKE DAMPER | 9 | 0 | . | 1 | RCFF | 850X400 | . | . | . | VARCF-305 | NO
FIRE SMOKE DAMPER | 9 | 0 | . | 1 | RCFF | 1200X400 | . | . | . | VARCF-305 | NO
FIRE SMOKE DAMPER | 9 | 0 | . | 1 | RCFF | 850X400 | . | . | . | VARCF-304 | NO
FIRE SMOKE DAMPER | 9 | 0 | . | 1 | RCFF | 250X200 | . | . | . | VARCF-302 | NO
FIRE SMOKE DAMPER | 9 | 0 | . | 1 | RCFF | 300X250 | . | . | . | VARCF-302 | NO
FIRE SMOKE DAMPER | 9 | 0 | . | 1 | RCFF | 200X150 | . | . | . | VARCF-304 | NO
FIRE SMOKE DAMPER | 9 | 0 | . | 1 | RCFF | 300X250 | . | . | . | VE-314-VE-0001 | NO
FIRE SMOKE DAMPER | 9 | 0 | . | 1 | RCFF | 300X300 | . | . | . | VE-314-VE-0001 | NO
FIRE SMOKE DAMPER | 9 | 0 | . | 1 | RCFF | 200X200 | . | . | . | VE-314-VE-0001 | NO
FIRE SMOKE DAMPER | 9 | 0 | . | 1 | RCFF | 1118X660 | . | . | . | VARCF-305 | NO
FIRE SMOKE DAMPER | 10 | 0 | . | 1 | RCFF | 914X813 | . | . | . | VARCF-304 | NO
FIRE SMOKE DAMPER | 10 | 0 | . | 1 | RCFF | 750X300 | . | . | . | VARCF-304 | NO
FIRE SMOKE DAMPER | 10 | 0 | . | 1 | RCFF | 1950X813 | . | . | . | VARCF-302 | NO
FIRE SMOKE DAMPER | 10 | 0 | . | 1 | RCFF | 1400X1400 | . | . | . | VARCF-303 | NO
FIRE SMOKE DAMPER | 10 | 0 | . | 1 | RCFF | 1200X500 | . | . | . | VARCF-302 | NO
FIRE SMOKE DAMPER | 10 | 0 | . | 1 | RCFF | 1626X711 | . | . | . | VARCF-303 | NO
FIRE SMOKE DAMPER | 10 | 0 | . | 1 | RCFF | 1270X838 | . | . | . | VARCF-303 | NO
FIRE SMOKE DAMPER | 10 | 0 | . | 1 | RCFF | 900X400 | . | . | . | VARCF-304 | NO
FIRE SMOKE DAMPER | 10 | 0 | . | 1 | RCFF | 400X375 | . | . | . | VACF-301 | NO
FIRE SMOKE DAMPER | 10 | 0 | . | 1 | RCFF | 200X200 | . | . | . | VE-314-VE-0001 | NO
FIRE SMOKE DAMPER | 10 | 0 | . | 1 | RCFF | 800X450 | . | . | . | VARCF-304 | NO
FIRE SMOKE DAMPER | 10 | 0 | . | 1 | RCFF | 356X203 | . | . | . | VE-314-VE-0001 | NO
FIRE SMOKE DAMPER | 10 | 0 | . | 1 | RCFF | 200X200 | . | . | . | VACF-301 | NO
FIRE SMOKE DAMPER | 10 | 0 | . | 1 | RCFF | 250X200 | . | . | . | VACF-301 | NO
FIRE SMOKE DAMPER | 10 | 0 | . | 1 | RCFF | 1800X500 | . | . | . | VARCF-302 | NO
FIRE SMOKE DAMPER | 10 | 0 | . | 1 | RCFF | 550X300 | w/ 1” ACOUSTICAL LINING | . | . | TRANSFER DUCT | NO
FLEX DUCT | 2 | 0 | . | 1 | FLEX DUCT | 150 | . | . | . | VARCF-304/305 | NO
FLEX DUCT | 2 | 0 | . | 1 | FLEX DUCT | 150 | . | . | . | VARCF-304 | NO
FLEX DUCT | 2 | 0 | . | 1 | FLEX DUCT | 150 | . | . | . | VARCF-304 | NO
FLEX DUCT | 2 | 0 | . | 1 | FLEX DUCT | 150 | . | . | . | VARCF-304 | NO
FLEX DUCT | 2 | 0 | . | 1 | FLEX DUCT | 150 | . | . | . | VARCF-304 | NO
FLEX DUCT | 2 | 0 | . | 2 | FLEX DUCT | 150 | . | . | LOW PRESSURE | VARCF-304/305 | NO
FLEX DUCT | 2 | 0 | . | 1 | FLEX DUCT | 150 | . | . | . | VARCF-304 | NO
FLEX DUCT | 2 | 0 | . | 1 | FLEX DUCT | 150 | . | . | . | VARCF-305 | NO
FLEX DUCT | 2 | 0 | . | 1 | FLEX DUCT | 150 | . | . | LOW PRESSURE | VARCF-304/305 | NO
FLEX DUCT | 2 | 0 | . | 3 | FLEX DUCT | 200 | . | . | LOW PRESSURE | VARCF-304/305 | NO
FLEX DUCT | 2 | 0 | . | 1 | FLEX DUCT | 150 | . | . | . | VARCF-304/305 | NO
FLEX DUCT | 2 | 0 | . | 1 | FLEX DUCT | 200 | . | . | . | VARCF-305 | NO
FLEX DUCT | 2 | 0 | . | 1 | FLEX DUCT | 200 | . | . | . | VARCF-304 | NO
FLEX DUCT | 2 | 0 | . | 1 | FLEX DUCT | 150 | . | . | . | VARCF-305 | NO
FLEX DUCT | 2 | 0 | . | 1 | FLEX DUCT | 150 | . | . | . | VARCF-304 | NO
FLEX DUCT | 2 | 0 | . | 1 | FLEX DUCT | 150 | . | . | LOW PRESSURE | VARCF-304/305 | NO
FLEX DUCT | 2 | 0 | . | 1 | FLEX DUCT | 300 | . | . | . | VARCF-305 | NO
FLEX DUCT | 2 | 0 | . | 1 | FLEX DUCT | 300 | . | . | . | VARCF-304 | NO
FLEX DUCT | 2 | 0 | . | 3 | FLEX DUCT | 250 | . | . | LOW PRESSURE | VARCF-304/305 | NO
FLEX DUCT | 2 | 0 | . | 3 | FLEX DUCT | 250 | . | . | LOW PRESSURE | VARCF-304/305 | NO
FLEX DUCT | 2 | 0 | . | 1 | FLEX DUCT | 300 | . | . | . | VARCF-305 | NO
FLEX DUCT | 2 | 0 | . | 1 | FLEX DUCT | 300 | . | . | . | VARCF-304 | NO
FLEX DUCT | 2 | 0 | . | 1 | FLEX DUCT | 150 | . | . | . | VARCF-304 | NO
FLEX DUCT | 2 | 0 | . | 1 | FLEX DUCT | 150 | . | . | . | VARCF-305 | NO
FLEX DUCT | 2 | 0 | . | 1 | FLEX DUCT | 150 | . | . | LOW PRESSURE | VARCF-304/305 | NO
FLEX DUCT | 2 | 0 | . | 1 | FLEX DUCT | 150 | . | . | . | VARCF-304 | NO
FLEX DUCT | 2 | 0 | . | 1 | FLEX DUCT | 150 | . | . | . | VARCF-305 | NO
FLEX DUCT | 2 | 0 | . | 1 | FLEX DUCT | 150 | . | . | LOW PRESSURE | VARCF-304/305 | NO
FLEX DUCT | 2 | 0 | . | 1 | FLEX DUCT | 300 | . | . | . | VARCF-304 | NO
FLEX DUCT | 2 | 0 | . | 1 | FLEX DUCT | 300 | . | . | . | VARCF-305 | NO
FLEX DUCT | 2 | 0 | . | 1 | FLEX DUCT | 250 | . | . | LOW PRESSURE | VARCF-304/305 | NO
FLEX DUCT | 2 | 0 | . | 3 | FLEX DUCT | 250 | . | . | LOW PRESSURE | VARCF-304/305 | NO
FLEX DUCT | 2 | 0 | . | 1 | FLEX DUCT | 150 | . | . | . | VARCF-304 | NO
FLEX DUCT | 2 | 0 | . | 1 | FLEX DUCT | 150 | . | . | . | VARCF-305 | NO
FLEX DUCT | 2 | 0 | . | 1 | FLEX DUCT | 150 | . | . | LOW PRESSURE | VARCF-304/305 | NO
FLEX DUCT | 2 | 0 | . | 3 | FLEX DUCT | 200 | . | . | LOW PRESSURE | VARCF-304/305 | NO
FLEX DUCT | 2 | 0 | . | 1 | FLEX DUCT | 200 | . | . | . | VARCF-304 | NO
FLEX DUCT | 2 | 0 | . | 1 | FLEX DUCT | 200 | . | . | . | VARCF-305 | NO
FLEX DUCT | 2 | 0 | . | 1 | FLEX DUCT | 150 | . | . | LOW PRESSURE | VARCF-304/305 | NO
FLEX DUCT | 2 | 0 | . | 1 | FLEX DUCT | 150 | . | . | . | VARCF-304 | NO
FLEX DUCT | 2 | 0 | . | 1 | FLEX DUCT | 150 | . | . | . | VARCF-305 | NO
FLEX DUCT | 2 | 0 | . | 1 | FLEX DUCT | 250 | . | . | . | VARCF-305 | NO
FLEX DUCT | 2 | 0 | . | 1 | FLEX DUCT | 250 | . | . | . | VARCF-304 | NO
FLEX DUCT | 2 | 0 | . | 1 | FLEX DUCT | 250 | . | . | LOW PRESSURE | VARCF-304/305 | NO
FLEX DUCT | 2 | 0 | . | 1 | FLEX DUCT | 250 | . | . | LOW PRESSURE | VARCF-304/305 | NO
FLEX DUCT | 2 | 0 | . | 1 | FLEX DUCT | 350 | . | . | . | VARCF-305 | NO
FLEX DUCT | 2 | 0 | . | 1 | FLEX DUCT | 350 | . | . | . | VARCF-304 | NO
FLEX DUCT | 2 | 0 | . | 4 | FLEX DUCT | 300 | . | . | LOW PRESSURE | VARCF-304/305 | NO
FLEX DUCT | 2 | 0 | . | 1 | FLEX DUCT | 350 | . | . | . | VARCF-305 | NO
FLEX DUCT | 2 | 0 | . | 1 | FLEX DUCT | 350 | . | . | . | VARCF-304 | NO
FLEX DUCT | 2 | 0 | . | 4 | FLEX DUCT | 300 | . | . | LOW PRESSURE | VARCF-304/305 | NO
FLEX DUCT | 2 | 0 | . | 4 | FLEX DUCT | 300 | . | . | LOW PRESSURE | VARCF-304/305 | NO
FLEX DUCT | 2 | 0 | . | 1 | FLEX DUCT | 350 | . | . | . | VARCF-305 | NO
FLEX DUCT | 2 | 0 | . | 1 | FLEX DUCT | 350 | . | . | . | VARCF-304 | NO
FLEX DUCT | 3 | 0 | . | 1 | FLEX DUCT | 250 | . | . | . | VARCF-304/305 | NO
FLEX DUCT | 3 | 0 | . | 1 | FLEX DUCT | 150 | . | . | . | VARCF-304 | NO
FLEX DUCT | 3 | 0 | . | 1 | FLEX DUCT | 150 | . | . | . | VARCF-305 | NO
FLEX DUCT | 3 | 0 | . | 1 | FLEX DUCT | 150 | . | . | . | VARCF-305 | NO
FLEX DUCT | 3 | 0 | . | 2 | FLEX DUCT | 250 | . | . | . | VARCF-305 | NO
FLEX DUCT | 3 | 0 | . | 1 | FLEX DUCT | 200 | . | . | . | VARCF-304/305 | NO
FLEX DUCT | 3 | 0 | . | 1 | FLEX DUCT | 200 | . | . | . | VARCF-304/305 | NO
FLEX DUCT | 3 | 0 | . | 1 | FLEX DUCT | 200 | . | . | . | VARCF-304/305 | NO
FLEX DUCT | 3 | 0 | . | 1 | FLEX DUCT | 200 | . | . | . | VARCF-304/305 | NO
FLEX DUCT | 5 | 0 | . | 16 | FLEX DUCT | 300 | . | . | . | VARCF-304/305 | NO
FLEX DUCT | 5 | 0 | . | 12 | FLEX DUCT | 250 | . | . | . | VARCF-302/304 | NO
FLEX DUCT | 5 | 0 | . | 1 | FLEX DUCT | 300 | . | . | . | VARCF-302 | NO
FLEX DUCT | 5 | 0 | . | 1 | FLEX DUCT | 300 | . | . | . | VARCF-304 | NO
FLEX DUCT | 5 | 0 | . | 1 | FLEX DUCT | 300 | . | . | . | VARCF-302 | NO
FLEX DUCT | 5 | 0 | . | 1 | FLEX DUCT | 300 | . | . | . | VARCF-304 | NO
FLEX DUCT | 5 | 0 | . | 1 | FLEX DUCT | 300 | . | . | . | VARCF-302 | NO
FLEX DUCT | 5 | 0 | . | 1 | FLEX DUCT | 300 | . | . | . | VARCF-304 | NO
FLEX DUCT | 7 | 0 | . | 4 | FLEX DUCT | 200 | . | . | LOW PRESSURE | VARCF-302/304 | NO
FLEX DUCT | 7 | 0 | . | 1 | FLEX DUCT | 250 | . | . | . | VARCF-304 | NO
FLEX DUCT | 7 | 0 | . | 1 | FLEX DUCT | 250 | . | . | . | VARCF-302 | NO
FLEX DUCT | 7 | 0 | . | 3 | FLEX DUCT | 200 | . | . | . | VARCF-302/304 | NO
FLEX DUCT | 7 | 0 | . | 5 | FLEX DUCT | 200 | . | . | . | VARCF-302/304 | NO
FLEX DUCT | 7 | 0 | . | 4 | FLEX DUCT | 200 | . | . | . | VARCF-302/304 | NO
FLEX DUCT | 7 | 0 | . | 4 | FLEX DUCT | 200 | . | . | . | VARCF-302/304 | NO
FLEX DUCT | 7 | 0 | . | 1 | FLEX DUCT | 200 | . | . | . | VARCF-302/304 | NO
FLEX DUCT | 7 | 0 | . | 2 | FLEX DUCT | 200 | . | . | . | VARCF-302/304 | NO
FLEX DUCT | 7 | 0 | . | 1 | FLEX DUCT | 200 | . | . | . | VARCF-302/304 | NO
FLEX DUCT | 7 | 0 | . | 1 | FLEX DUCT | 200 | . | . | . | VARCF-302/304 | NO
FLEX DUCT | 7 | 0 | . | 1 | FLEX DUCT | 200 | . | . | . | VARCF-302/304 | NO
FLEX DUCT | 7 | 0 | . | 1 | FLEX DUCT | 200 | . | . | . | VARCF-302/304 | NO
FLEX DUCT | 7 | 0 | . | 1 | FLEX DUCT | 200 | . | . | . | VARCF-302/304 | NO
FLEX DUCT | 7 | 0 | . | 1 | FLEX DUCT | 200 | . | . | . | VARCF-302/304 | NO
FLEX DUCT | 7 | 0 | . | 1 | FLEX DUCT | 250 | . | . | . | VARCF-302/304 | NO
FLEX DUCT | 7 | 0 | . | 1 | FLEX DUCT | 250 | . | . | . | VARCF-302/304 | NO
FLEX DUCT | 7 | 0 | . | 1 | FLEX DUCT | 250 | . | . | . | VARCF-302/304 | NO
FLEX DUCT | 7 | 0 | . | 1 | FLEX DUCT | 200 | . | . | . | VARCF-302/304 | NO
FLEX DUCT | 7 | 0 | . | 1 | FLEX DUCT | 200 | . | . | . | VARCF-302/304 | NO
FLEX DUCT | 7 | 0 | . | 1 | FLEX DUCT | 200 | . | . | . | VARCF-302/304 | NO
FLEX DUCT | 7 | 0 | . | 1 | FLEX DUCT | 200 | . | . | . | VARCF-302/304 | NO
FLEX DUCT | 7 | 0 | . | 1 | FLEX DUCT | 150 | w/ 1” ACOUSTICAL LINING | . | . | TRANSFER DUCT | NO
FLEX DUCT | 7 | 0 | . | 1 | FLEX DUCT | 150 | w/ 1” ACOUSTICAL LINING | . | . | TRANSFER DUCT | NO
FLEX DUCT | 5 | 0 | . | 1 | FLEX DUCT | 250 | . | . | . | VARCF-304/305 | NO
FLEX DUCT | 6 | 0 | . | 10 | FLEX DUCT | 250 | . | . | . | VARCF-302/304 | NO
FLEX DUCT | 6 | 0 | . | 1 | FLEX DUCT | 400 | . | . | . | VARCF-304 | NO
FLEX DUCT | 6 | 0 | . | 1 | FLEX DUCT | 400 | . | . | . | VARCF-302 | NO
FLEX DUCT | 6 | 0 | . | 8 | FLEX DUCT | 250 | . | . | . | VARCF-302/304 | NO
FLEX DUCT | 6 | 0 | . | 4 | FLEX DUCT | 250 | . | . | . | VARCF-302/304 | NO
FLEX DUCT | 6 | 0 | . | 10 | FLEX DUCT | 250 | . | . | . | VARCF-302/304 | NO
FLEX DUCT | 6 | 0 | . | 3 | FLEX DUCT | 300 | . | . | . | VARCF-302/304 | NO
FLEX DUCT | 6 | 0 | . | 12 | FLEX DUCT | 300 | . | . | . | VARCF-302/304 | NO
FLEX DUCT | 6 | 0 | . | 1 | FLEX DUCT | 350 | . | . | . | VARCF-304 | NO
FLEX DUCT | 6 | 0 | . | 1 | FLEX DUCT | 350 | . | . | . | VARCF-302 | NO
FLEX DUCT | 6 | 0 | . | 1 | FLEX DUCT | 350 | . | . | . | VARCF-304 | NO
FLEX DUCT | 6 | 0 | . | 1 | FLEX DUCT | 350 | . | . | . | VARCF-304 | NO
FLEX DUCT | 5 | 0 | . | 7 | FLEX DUCT | 200 | . | . | . | VFC-348 | NO
FLEX DUCT | 5 | 0 | . | 1 | FLEX DUCT | 150 | . | . | . | VFC-348 | NO
FLEX DUCT | 5 | 0 | . | 1 | FLEX DUCT | 150 | . | . | . | VARCF-304 | NO
FLEX DUCT | 5 | 0 | . | 1 | FLEX DUCT | 150 | . | . | . | VARCF-302 | NO
FLEX DUCT | 5 | 0 | . | 1 | FLEX DUCT | 200 | . | . | . | VARCF-302/304 | NO
FLEX DUCT | 5 | 0 | . | 1 | FLEX DUCT | 200 | . | . | . | VARCF-302/304 | NO
FLEX DUCT | 5 | 0 | . | 1 | FLEX DUCT | 200 | . | . | . | VARCF-302/304 | NO
FLEX DUCT | 5 | 0 | . | 10 | FLEX DUCT | 250 | . | . | . | VARCF-304/305 | NO
FLEX DUCT | 21 | 0 | . | 1 | FLEX DUCT | 200 | . | . | . | VARCF-304/305 | NO
FLEX DUCT | 21 | 0 | . | 1 | FLEX DUCT | 150 | . | . | . | VARCF-304/305 | NO
FLEX DUCT | 21 | 0 | . | 1 | FLEX DUCT | 200 | . | . | . | VARCF-304/305 | NO
FLEX DUCT | 21 | 0 | . | 1 | FLEX DUCT | 150 | . | . | . | VARCF-305 | NO
FLEX DUCT | 21 | 0 | . | 1 | FLEX DUCT | 150 | . | . | . | VARCF-304 | NO
FLEX DUCT | 21 | 0 | . | 1 | FLEX DUCT | 150 | . | . | . | VARCF-305 | NO
FLEX DUCT | 21 | 0 | . | 1 | FLEX DUCT | 150 | . | . | . | VARCF-304 | NO
FLEX DUCT | 21 | 0 | . | 1 | FLEX DUCT | 150 | . | . | . | VARCF-304 | NO
FLEX DUCT | 21 | 0 | . | 1 | FLEX DUCT | 150 | . | . | . | VARCF-305 | NO
FLEX DUCT | 21 | 0 | . | 1 | FLEX DUCT | 150 | . | . | . | VARCF-304 | NO
FLEX DUCT | 21 | 0 | . | 1 | FLEX DUCT | 150 | . | . | . | VARCF-305 | NO
FLEX DUCT | 21 | 0 | . | 1 | FLEX DUCT | 150 | . | . | . | VARCF-304 | NO
FLEX DUCT | 21 | 0 | . | 1 | FLEX DUCT | 150 | . | . | . | VARCF-304/305 | NO
FLEX DUCT | 21 | 0 | . | 1 | FLEX DUCT | 250 | . | . | . | VARCF-305 | NO
FLEX DUCT | 21 | 0 | . | 1 | FLEX DUCT | 150 | . | . | . | VARCF-305 | NO
FLEX DUCT | 21 | 0 | . | 1 | FLEX DUCT | 150 | . | . | . | VARCF-304 | NO
FLEX DUCT | 21 | 0 | . | 1 | FLEX DUCT | 150 | . | . | . | VARCF-305 | NO
FLEX DUCT | 21 | 0 | . | 1 | FLEX DUCT | 150 | . | . | . | VARCF-304 | NO
FLEX DUCT | 21 | 0 | . | 1 | FLEX DUCT | 200 | . | . | . | VARCF-304/305 | NO
FLEX DUCT | 21 | 0 | . | 1 | FLEX DUCT | 150 | . | . | . | VARCF-304/305 | NO
FLEX DUCT | 21 | 0 | . | 1 | FLEX DUCT | 150 | . | . | . | VARCF-305 | NO
FLEX DUCT | 21 | 0 | . | 1 | FLEX DUCT | 150 | . | . | . | VARCF-304 | NO
FLEX DUCT | 21 | 0 | . | 1 | FLEX DUCT | 200 | . | . | . | VARCF-304/305 | NO
FLEX DUCT | 21 | 0 | . | 1 | FLEX DUCT | 150 | . | . | . | VARCF-304 | NO
FLEX DUCT | 21 | 0 | . | 1 | FLEX DUCT | 150 | . | . | . | VARCF-305 | NO
FLEX DUCT | 21 | 0 | . | 1 | FLEX DUCT | 250 | . | . | . | VARCF-304 | NO
FLEX DUCT | 21 | 0 | . | 2 | FLEX DUCT | 250 | . | . | . | VARCF-304/305 | NO
FLEX DUCT | 21 | 0 | . | 1 | FLEX DUCT | 250 | . | . | . | VARCF-304 | NO
FLEX DUCT | 21 | 0 | . | 1 | FLEX DUCT | 250 | . | . | . | VARCF-305 | NO
FLEX DUCT | 21 | 0 | . | 4 | FLEX DUCT | 200 | . | . | . | VARCF-304/305 | NO
FLEX DUCT | 21 | 0 | . | 1 | FLEX DUCT | 150 | . | . | . | VARCF-304/305 | NO
FLEX DUCT | 21 | 0 | . | 1 | FLEX DUCT | 200 | . | . | . | VARCF-304 | NO
FLEX DUCT | 21 | 0 | . | 1 | FLEX DUCT | 200 | . | . | . | VARCF-305 | NO
FLEX DUCT | 21 | 0 | . | 2 | FLEX DUCT | 200 | . | . | . | VARCF-304/305 | NO
FLEX DUCT | 21 | 0 | . | 2 | FLEX DUCT | 200 | . | . | . | VARCF-304/305 | NO
FLEX DUCT | 21 | 0 | . | 1 | FLEX DUCT | 200 | . | . | . | VARCF-305 | NO
FLEX DUCT | 21 | 0 | . | 1 | FLEX DUCT | 200 | . | . | . | VARCF-304 | NO
FLEX DUCT | 21 | 0 | . | 1 | FLEX DUCT | 250 | . | . | . | VARCF-304 | NO
FLEX DUCT | 21 | 0 | . | 1 | FLEX DUCT | 250 | . | . | . | VARCF-305 | NO
FLEX DUCT | 21 | 0 | . | 1 | FLEX DUCT | 150 | . | . | . | VARCF-305 | NO
FLEX DUCT | 21 | 0 | . | 1 | FLEX DUCT | 150 | . | . | . | VARCF-304/305 | NO
FLEX DUCT | 21 | 0 | . | 1 | FLEX DUCT | 150 | . | . | . | VARCF-305 | NO
FLEX DUCT | 21 | 0 | . | 1 | FLEX DUCT | 150 | . | . | . | VARCF-304 | NO
FLEX DUCT | 21 | 0 | . | 1 | FLEX DUCT | 200 | . | . | . | VARCF-304/305 | NO
FLEX DUCT | 21 | 0 | . | 1 | FLEX DUCT | 250 | . | . | . | VARCF-304/305 | NO
FLEX DUCT | 21 | 0 | . | 1 | FLEX DUCT | 250 | . | . | . | VARCF-304/305 | NO
FLEX DUCT | 21 | 0 | . | 1 | FLEX DUCT | 300 | . | . | . | VARCF-304/305 | NO
FLEX DUCT | 21 | 0 | . | 1 | FLEX DUCT | 200 | . | . | . | VARCF-304 | NO
FLEX DUCT | 21 | 0 | . | 1 | FLEX DUCT | 200 | . | . | . | VARCF-305 | NO
FLEX DUCT | 21 | 0 | . | 2 | FLEX DUCT | 200 | . | . | . | VARCF-304 | NO
FLEX DUCT | 21 | 0 | . | 1 | FLEX DUCT | 200 | . | . | . | VARCF-304 | NO
FLEX DUCT | 21 | 0 | . | 1 | FLEX DUCT | 200 | . | . | . | VARCF-305 | NO
FLEX DUCT | 21 | 0 | . | 1 | FLEX DUCT | 300 | . | . | . | VARCF-304/305 | NO
FLEX DUCT | 21 | 0 | . | 1 | FLEX DUCT | 150 | . | . | . | VARCF-305 | NO
FLEX DUCT | 21 | 0 | . | 1 | FLEX DUCT | 150 | . | . | . | VARCF-304 | NO
FLEX DUCT | 21 | 0 | . | 2 | FLEX DUCT | 150 | . | . | . | VARCF-304/305 | NO
FLEX DUCT | 21 | 0 | . | 2 | FLEX DUCT | 150 | . | . | . | VARCF-304/305 | NO
FLEX DUCT | 21 | 0 | . | 1 | FLEX DUCT | 150 | . | . | . | VARCF-305 | NO
FLEX DUCT | 21 | 0 | . | 1 | FLEX DUCT | 150 | . | . | . | VARCF-304 | NO
FLEX DUCT | 21 | 0 | . | 1 | FLEX DUCT | 150 | . | . | . | VARCF-304/305 | NO
FLEX DUCT | 21 | 0 | . | 1 | FLEX DUCT | 150 | . | . | . | VARCF-304 | NO
FLEX DUCT | 21 | 0 | . | 1 | FLEX DUCT | 150 | . | . | . | VARCF-305 | NO
FLEX DUCT | 21 | 0 | . | 1 | FLEX DUCT | 200 | . | . | . | VARCF-304 | NO
FLEX DUCT | 21 | 0 | . | 1 | FLEX DUCT | 200 | . | . | . | VARCF-305 | NO
FLEX DUCT | 21 | 0 | . | 1 | FLEX DUCT | 150 | . | . | . | VARCF-305 | NO
FLEX DUCT | 21 | 0 | . | 1 | FLEX DUCT | 150 | . | . | . | VARCF-304 | NO
FLEX DUCT | 21 | 0 | . | 1 | FLEX DUCT | 150 | . | . | . | VARCF-304 | NO
FLEX DUCT | 21 | 0 | . | 1 | FLEX DUCT | 150 | . | . | . | VARCF-305 | NO
FLEX DUCT | 21 | 0 | . | 1 | FLEX DUCT | 150 | . | . | . | VARCF-304/305 | NO
FLEX DUCT | 21 | 0 | . | 1 | FLEX DUCT | 150 | . | . | . | VARCF-305 | NO
FLEX DUCT | 21 | 0 | . | 1 | FLEX DUCT | 150 | . | . | . | VARCF-304 | NO
FLEX DUCT | 21 | 0 | . | 1 | FLEX DUCT | 200 | . | . | . | VARCF-304/305 | NO
FLEX DUCT | 21 | 0 | . | 1 | FLEX DUCT | 150 | . | . | . | VARCF-304 | NO
FLEX DUCT | 21 | 0 | . | 1 | FLEX DUCT | 150 | . | . | . | VARCF-305 | NO
FLEX DUCT | 21 | 0 | . | 1 | FLEX DUCT | 150 | . | . | . | VARCF-304/305 | NO
FLEX DUCT | 21 | 0 | . | 1 | FLEX DUCT | 150 | . | . | . | VARCF-304 | NO
FLEX DUCT | 21 | 0 | . | 1 | FLEX DUCT | 150 | . | . | . | VARCF-305 | NO
FLEX DUCT | 21 | 0 | . | 1 | FLEX DUCT | 150 | . | . | . | VARCF-304/305 | NO
FLEX DUCT | 21 | 0 | . | 1 | FLEX DUCT | 150 | . | . | . | VARCF-304 | NO
FLEX DUCT | 21 | 0 | . | 1 | FLEX DUCT | 150 | . | . | . | VARCF-305 | NO
FLEX DUCT | 21 | 0 | . | 1 | FLEX DUCT | 150 | . | . | . | VARCF-304/305 | NO
FLEX DUCT | 21 | 0 | . | 1 | FLEX DUCT | 150 | . | . | . | VARCF-304 | NO
FLEX DUCT | 21 | 0 | . | 1 | FLEX DUCT | 150 | . | . | . | VARCF-305 | NO
FLEX DUCT | 21 | 0 | . | 1 | FLEX DUCT | 150 | . | . | . | VARCF-304/305 | NO
FLEX DUCT | 21 | 0 | . | 1 | FLEX DUCT | 150 | . | . | . | VARCF-304 | NO
FLEX DUCT | 21 | 0 | . | 1 | FLEX DUCT | 150 | . | . | . | VARCF-305 | NO
FLEX DUCT | 21 | 0 | . | 1 | FLEX DUCT | 150 | . | . | . | VARCF-304/305 | NO
FLEX DUCT | 21 | 0 | . | 1 | FLEX DUCT | 150 | . | . | . | VARCF-304/305 | NO
FLEX DUCT | 21 | 0 | . | 1 | FLEX DUCT | 150 | . | . | . | VARCF-304 | NO
FLEX DUCT | 21 | 0 | . | 1 | FLEX DUCT | 150 | . | . | . | VARCF-305 | NO
FLEX DUCT | 21 | 0 | . | 1 | FLEX DUCT | 200 | . | . | . | VARCF-305 | NO
FLEX DUCT | 21 | 0 | . | 1 | FLEX DUCT | 200 | . | . | . | VARCF-304 | NO
FLEX DUCT | 21 | 0 | . | 2 | FLEX DUCT | 200 | . | . | . | VARCF-304/305 | NO
FLEX DUCT | 21 | 0 | . | 1 | FLEX DUCT | 250 | . | . | . | VARCF-305 | NO
FLEX DUCT | 21 | 0 | . | 1 | FLEX DUCT | 250 | . | . | . | VARCF-304 | NO
FLEX DUCT | 21 | 0 | . | 4 | FLEX DUCT | 200 | . | . | . | VARCF-304/305 | NO
FLEX DUCT | 21 | 0 | . | 1 | FLEX DUCT | 150 | . | . | . | VARCF-305 | NO
FLEX DUCT | 21 | 0 | . | 1 | FLEX DUCT | 150 | . | . | . | VARCF-304 | NO
FLEX DUCT | 21 | 0 | . | 1 | FLEX DUCT | 150 | . | . | . | VARCF-304/305 | NO
FLEX DUCT | 21 | 0 | . | 1 | FLEX DUCT | 200 | . | . | . | VARCF-304/305 | NO
FLEX DUCT | 21 | 0 | . | 1 | FLEX DUCT | 300 | . | . | . | VARCF-304/305 | NO
FLEX DUCT | 21 | 0 | . | 3 | FLEX DUCT | 300 | . | . | . | VFC-341 | NO
FLEX DUCT | 21 | 0 | . | 7 | FLEX DUCT | 300 | . | . | . | VFC-341 | NO
FLEX DUCT | 21 | 0 | . | 1 | FLEX DUCT | 150 | . | . | . | VARCF-304/305 | NO
FLEX DUCT | 21 | 0 | . | 1 | FLEX DUCT | 150 | . | . | . | VARCF-302 | NO
FLEX DUCT | 21 | 0 | . | 1 | FLEX DUCT | 150 | . | . | . | VARCF-304 | NO
FLEX DUCT | 21 | 0 | . | 1 | FLEX DUCT | 200 | . | . | . | VARCF-302 | NO
FLEX DUCT | 21 | 0 | . | 1 | FLEX DUCT | 200 | . | . | . | VARCF-304 | NO
FLEX DUCT | 21 | 0 | . | 1 | FLEX DUCT | 200 | . | . | . | VARCF-302/304 | NO
FLEX DUCT | 21 | 0 | . | 1 | FLEX DUCT | 200 | . | . | . | VARCF-302/304 | NO
FLEX DUCT | 21 | 0 | . | 1 | FLEX DUCT | 200 | . | . | . | VARC-310-VA-0001 | NO
FLEX DUCT | 21 | 0 | . | 1 | FLEX DUCT | 200 | . | . | . | VARC-310-VA-0001 | NO
FLEX DUCT | 21 | 0 | . | 1 | FLEX DUCT | 150 | . | . | . | VARCF-302/304 | NO
FLEX DUCT | 21 | 0 | . | 9 | FLEX DUCT | 250 | . | . | . | VARC-310-VA-0001 | NO
FLEX DUCT | 21 | 0 | . | 1 | FLEX DUCT | 150 | . | . | . | VARCF-302 | NO
FLEX DUCT | 21 | 0 | . | 1 | FLEX DUCT | 150 | . | . | . | VARCF-304 | NO
FLEX DUCT | 21 | 0 | . | 1 | FLEX DUCT | 200 | . | . | . | VARCF-302/304 | NO
FLEX DUCT | 21 | 0 | . | 1 | FLEX DUCT | 150 | . | . | . | VARCF-302 | NO
FLEX DUCT | 21 | 0 | . | 1 | FLEX DUCT | 150 | . | . | . | VARCF-304 | NO
FLEX DUCT | 21 | 0 | . | 1 | FLEX DUCT | 200 | . | . | . | VARCF-304 | NO
FLEX DUCT | 21 | 0 | . | 1 | FLEX DUCT | 200 | . | . | . | VARCF-302 | NO
FLEX DUCT | 22 | 0 | . | 1 | FLEX DUCT | 150 | . | . | . | VARCF-302 | NO
FLEX DUCT | 22 | 0 | . | 1 | FLEX DUCT | 150 | . | . | . | VARCF-304 | NO
FLEX DUCT | 22 | 0 | . | 1 | FLEX DUCT | 200 | . | . | . | VARCF-302/304 | NO
FLEX DUCT | 22 | 0 | . | 1 | FLEX DUCT | 150 | . | . | . | VARCF-302/304 | NO
FLEX DUCT | 22 | 0 | . | 1 | FLEX DUCT | 150 | . | . | . | VARCF-302 | NO
FLEX DUCT | 22 | 0 | . | 1 | FLEX DUCT | 150 | . | . | . | VARCF-304 | NO
FLEX DUCT | 22 | 0 | . | 1 | FLEX DUCT | 150 | . | . | . | VARCF-304 | NO
FLEX DUCT | 22 | 0 | . | 1 | FLEX DUCT | 150 | . | . | . | VARCF-302 | NO
FLEX DUCT | 22 | 0 | . | 1 | FLEX DUCT | 200 | . | . | . | VARCF-302/304 | NO
FLEX DUCT | 22 | 0 | . | 1 | FLEX DUCT | 150 | . | . | . | VARCF-302 | NO
FLEX DUCT | 22 | 0 | . | 1 | FLEX DUCT | 150 | . | . | . | VARCF-304 | NO
FLEX DUCT | 22 | 0 | . | 1 | FLEX DUCT | 200 | . | . | . | VARCF-302/304 | NO
FLEX DUCT | 22 | 0 | . | 1 | FLEX DUCT | 200 | . | . | . | VARCF-302/304 | NO
FLEX DUCT | 22 | 0 | . | 1 | FLEX DUCT | 150 | . | . | . | VARCF-302 | NO
FLEX DUCT | 22 | 0 | . | 1 | FLEX DUCT | 150 | . | . | . | VARCF-304 | NO
FLEX DUCT | 22 | 0 | . | 1 | FLEX DUCT | 200 | . | . | . | VARCF-302/304 | NO
FLEX DUCT | 22 | 0 | . | 1 | FLEX DUCT | 150 | . | . | . | VARCF-304 | NO
FLEX DUCT | 22 | 0 | . | 1 | FLEX DUCT | 150 | . | . | . | VARCF-302 | NO
FLEX DUCT | 22 | 0 | . | 1 | FLEX DUCT | 150 | . | . | . | VARCF-302 | NO
FLEX DUCT | 22 | 0 | . | 1 | FLEX DUCT | 150 | . | . | . | VARCF-304 | NO
FLEX DUCT | 22 | 0 | . | 1 | FLEX DUCT | 200 | . | . | . | VARCF-302/304 | NO
FLEX DUCT | 22 | 0 | . | 2 | FLEX DUCT | 150 | . | . | . | VARCF-304 | NO
FLEX DUCT | 22 | 0 | . | 5 | FLEX DUCT | 150 | . | . | . | VARCF-302 | NO
FLEX DUCT | 22 | 0 | . | 1 | FLEX DUCT | 200 | . | . | . | VARCF-302 | NO
FLEX DUCT | 22 | 0 | . | 1 | FLEX DUCT | 200 | . | . | . | VARCF-302/304 | NO
FLEX DUCT | 22 | 0 | . | 1 | FLEX DUCT | 200 | . | . | . | VARCF-302/304 | NO
FLEX DUCT | 22 | 0 | . | 1 | FLEX DUCT | 200 | . | . | . | VARCF-302/304 | NO
FLEX DUCT | 22 | 0 | . | 1 | FLEX DUCT | 200 | . | . | . | VARCF-302/304 | NO
FLEX DUCT | 22 | 0 | . | 1 | FLEX DUCT | 200 | . | . | . | VARCF-302/304 | NO
FLEX DUCT | 22 | 0 | . | 2 | FLEX DUCT | 150 | . | . | . | VARCF-302/304 | NO
FLEX DUCT | 22 | 0 | . | 1 | FLEX DUCT | 250 | . | . | . | VARCF-302/304 | NO
FLEX DUCT | 22 | 0 | . | 2 | FLEX DUCT | 150 | . | . | . | VARCF-302/304 | NO
FLEX DUCT | 22 | 0 | . | 13 | FLEX DUCT | 150 | . | . | . | VARCF-302/304 | NO
FLEX DUCT | 22 | 0 | . | 1 | FLEX DUCT | 200 | . | . | . | VARCF-302 | NO
FLEX DUCT | 22 | 0 | . | 1 | FLEX DUCT | 250 | . | . | . | VARCF-302/304 | NO
FLEX DUCT | 22 | 0 | . | 1 | FLEX DUCT | 200 | . | . | . | VARCF-302/304 | NO
FLEX DUCT | 22 | 0 | . | 1 | FLEX DUCT | 200 | . | . | . | VARCF-302/304 | NO
FLEX DUCT | 22 | 0 | . | 1 | FLEX DUCT | 200 | . | . | . | VARCF-302/304 | NO
FLEX DUCT | 22 | 0 | . | 3 | FLEX DUCT | 200 | . | . | . | VARCF-302/304 | NO
FLEX DUCT | 22 | 0 | . | 1 | FLEX DUCT | 300 | . | . | . | VARCF-302 | NO
FLEX DUCT | 22 | 0 | . | 1 | FLEX DUCT | 300 | . | . | . | VARCF-304 | NO
FLEX DUCT | 22 | 0 | . | 1 | FLEX DUCT | 250 | . | . | . | VARCF-302 | NO
FLEX DUCT | 22 | 0 | . | 1 | FLEX DUCT | 250 | . | . | . | VARCF-304 | NO
FLEX DUCT | 22 | 0 | . | 4 | FLEX DUCT | 250 | . | . | . | VARCF-302/304 | NO
FLEX DUCT | 22 | 0 | . | 2 | FLEX DUCT | 250 | . | . | . | VARCF-302/304 | NO
FLEX DUCT | 22 | 0 | . | 1 | FLEX DUCT | 150 | . | . | . | VARCF-304 | NO
FLEX DUCT | 22 | 0 | . | 1 | FLEX DUCT | 150 | . | . | . | VARCF-302 | NO
FLEX DUCT | 22 | 0 | . | 5 | FLEX DUCT | 200 | . | . | . | VARCF-302/304 | NO
FLEX DUCT | 22 | 0 | . | 1 | FLEX DUCT | 150 | . | . | . | VARCF-302 | NO
FLEX DUCT | 22 | 0 | . | 1 | FLEX DUCT | 150 | . | . | . | VARCF-304 | NO
FLEX DUCT | 22 | 0 | . | 1 | FLEX DUCT | 150 | . | . | . | VARCF-304 | NO
FLEX DUCT | 22 | 0 | . | 1 | FLEX DUCT | 150 | . | . | . | VARCF-304 | NO
FLEX DUCT | 22 | 0 | . | 1 | FLEX DUCT | 150 | . | . | . | VARCF-304 | NO
FLEX DUCT | 22 | 0 | . | 1 | FLEX DUCT | 150 | . | . | . | VARCF-304 | NO
FLEX DUCT | 22 | 0 | . | 1 | FLEX DUCT | 150 | . | . | . | VARCF-304 | NO
FLEX DUCT | 22 | 0 | . | 1 | FLEX DUCT | 150 | . | . | . | VARCF-304 | NO
FLEX DUCT | 22 | 0 | . | 1 | FLEX DUCT | 150 | . | . | . | VARCF-304 | NO
FLEX DUCT | 22 | 0 | . | 1 | FLEX DUCT | 150 | . | . | . | VARCF-302 | NO
FLEX DUCT | 22 | 0 | . | 1 | FLEX DUCT | 150 | . | . | . | VARCF-302/304 | NO
FLEX DUCT | 22 | 0 | . | 1 | FLEX DUCT | 150 | . | . | . | VARCF-304 | NO
FLEX DUCT | 22 | 0 | . | 1 | FLEX DUCT | 150 | . | . | . | VARCF-302 | NO
FLEX DUCT | 22 | 0 | . | 2 | FLEX DUCT | 150 | . | . | . | VARCF-302/304 | NO
FLEX DUCT | 22 | 0 | . | 1 | FLEX DUCT | 200 | . | . | . | VARCF-302/304 | NO
FLEX DUCT | 22 | 0 | . | 1 | FLEX DUCT | 200 | . | . | . | VARCF-304 | NO
FLEX DUCT | 22 | 0 | . | 1 | FLEX DUCT | 200 | . | . | . | VARCF-302 | NO
FLEX DUCT | 22 | 0 | . | 1 | FLEX DUCT | 150 | . | . | . | VARCF-302 | NO
FLEX DUCT | 22 | 0 | . | 1 | FLEX DUCT | 150 | . | . | . | VARCF-304 | NO
FLEX DUCT | 22 | 0 | . | 1 | FLEX DUCT | 200 | . | . | . | VARCF-302/304 | NO
FLEX DUCT | 22 | 0 | . | 1 | FLEX DUCT | 150 | . | . | . | VARCF-302 | NO
FLEX DUCT | 22 | 0 | . | 1 | FLEX DUCT | 150 | . | . | . | VARCF-304 | NO
FLEX DUCT | 22 | 0 | . | 1 | FLEX DUCT | 200 | . | . | . | VARCF-302/304 | NO
FLEX DUCT | 22 | 0 | . | 1 | FLEX DUCT | 150 | . | . | . | VARCF-302 | NO
FLEX DUCT | 22 | 0 | . | 1 | FLEX DUCT | 150 | . | . | . | VARCF-304 | NO
FLEX DUCT | 22 | 0 | . | 1 | FLEX DUCT | 250 | . | . | . | VARCF-302/304 | NO
FLEX DUCT | 22 | 0 | . | 1 | FLEX DUCT | 150 | . | . | . | VARCF-302 | NO
FLEX DUCT | 22 | 0 | . | 1 | FLEX DUCT | 150 | . | . | . | VARCF-304 | NO
FLEX DUCT | 22 | 0 | . | 1 | FLEX DUCT | 200 | . | . | . | VARCF-302/304 | NO
FLEX DUCT | 22 | 0 | . | 1 | FLEX DUCT | 200 | . | . | . | VARCF-302/304 | NO
FLEX DUCT | 22 | 0 | . | 1 | FLEX DUCT | 250 | . | . | . | VARCF-302/304 | NO
FLEX DUCT | 22 | 0 | . | 1 | FLEX DUCT | 200 | . | . | . | VARCF-304 | NO
FLEX DUCT | 21 | 0 | . | 1 | FLEX DUCT | 200 | . | . | . | VARCF-302/304 | NO
FLEX DUCT | 6 | 0 | . | 1 | FLEX DUCT | 200 | . | . | . | VARCF-302/304 | NO
FLEX DUCT | 6 | 0 | . | 1 | FLEX DUCT | 200 | . | . | . | VARCF-302/304 | NO
FLEX DUCT | 6 | 0 | . | 1 | FLEX DUCT | 200 | . | . | . | VARCF-302/304 | NO
FLEX DUCT | 6 | 0 | . | 1 | FLEX DUCT | 300 | . | . | . | VARCF-304 | NO
FLEX DUCT | 6 | 0 | . | 1 | FLEX DUCT | 300 | . | . | . | VARCF-302 | NO
FLEX DUCT | 6 | 0 | . | 1 | FLEX DUCT | 150 | . | . | . | VARCF-304 | NO
FLEX DUCT | 6 | 0 | . | 1 | FLEX DUCT | 150 | . | . | . | VARCF-302 | NO
FLEX DUCT | 6 | 0 | . | 1 | FLEX DUCT | 150 | . | . | . | VARCF-302/304 | NO
FLEX DUCT | 6 | 0 | . | 1 | FLEX DUCT | 150 | . | . | . | VARCF-304 | NO
FLEX DUCT | 6 | 0 | . | 1 | FLEX DUCT | 150 | . | . | . | VARCF-302 | NO
FLEX DUCT | 6 | 0 | . | 1 | FLEX DUCT | 300 | . | . | . | VARCF-302 | NO
FLEX DUCT | 6 | 0 | . | 1 | FLEX DUCT | 300 | . | . | . | VARCF-304 | NO
FLEX DUCT | 6 | 0 | . | 1 | FLEX DUCT | 400 | . | . | . | VARCF-302 | NO
FLEX DUCT | 6 | 0 | . | 1 | FLEX DUCT | 400 | . | . | . | VARCF-304 | NO
FLEX DUCT | 6 | 0 | . | 1 | FLEX DUCT | 150 | . | . | . | VARCF-302 | NO
FLEX DUCT | 6 | 0 | . | 1 | FLEX DUCT | 150 | . | . | . | VARCF-304 | NO
FLEX DUCT | 6 | 0 | . | 1 | FLEX DUCT | 300 | . | . | . | VARCF-304 | NO
FLEX DUCT | 6 | 0 | . | 1 | FLEX DUCT | 300 | . | . | . | VARCF-302 | NO
FLEX DUCT | 6 | 0 | . | 1 | FLEX DUCT | 300 | . | . | . | VARCF-304 | NO
FLEX DUCT | 6 | 0 | . | 1 | FLEX DUCT | 300 | . | . | . | VARCF-302 | NO
FLEX DUCT | 6 | 0 | . | 12 | FLEX DUCT | 250 | . | . | . | VARCF-302/304 | NO
FLEX DUCT | 6 | 0 | . | 2 | FLEX DUCT | 200 | . | . | . | VARCF-302/304 | NO
FLEX DUCT | 6 | 0 | . | 1 | FLEX DUCT | 150 | . | . | . | VARCF-304 | NO
FLEX DUCT | 6 | 0 | . | 1 | FLEX DUCT | 150 | . | . | . | VARCF-302 | NO
FLEX DUCT | 6 | 0 | . | 1 | FLEX DUCT | 150 | . | . | . | VARCF-302/304 | NO
FLEX DUCT | 6 | 0 | . | 1 | FLEX DUCT | 200 | . | . | . | VARCF-302/304 | NO
FLEX DUCT | 6 | 0 | . | 1 | FLEX DUCT | 150 | . | . | . | VARCF-304 | NO
FLEX DUCT | 6 | 0 | . | 1 | FLEX DUCT | 150 | . | . | . | VARCF-302 | NO
FLEX DUCT | 6 | 0 | . | 1 | FLEX DUCT | 150 | . | . | . | VARCF-302/304 | NO
FLEX DUCT | 6 | 0 | . | 1 | FLEX DUCT | 250 | . | . | . | VARCF-304 | NO
FLEX DUCT | 6 | 0 | . | 1 | FLEX DUCT | 250 | . | . | . | VARCF-302 | NO
FLEX DUCT | 6 | 0 | . | 1 | FLEX DUCT | 250 | . | . | . | VARCF-304 | NO
FLEX DUCT | 6 | 0 | . | 1 | FLEX DUCT | 250 | . | . | . | VARCF-302 | NO
FLEX DUCT | 6 | 0 | . | 1 | FLEX DUCT | 200 | . | . | . | VARCF-302 | NO
FLEX DUCT | 6 | 0 | . | 1 | FLEX DUCT | 200 | . | . | . | VARCF-304 | NO
FLEX DUCT | 6 | 0 | . | 1 | FLEX DUCT | 400 | . | . | . | VARCF-302 | NO
FLEX DUCT | 6 | 0 | . | 1 | FLEX DUCT | 400 | . | . | . | VARCF-304 | NO
FLEX DUCT | 6 | 0 | . | 1 | FLEX DUCT | 300 | . | . | . | VARCF-302 | NO
FLEX DUCT | 6 | 0 | . | 1 | FLEX DUCT | 300 | . | . | . | VARCF-302 | NO
FLEX DUCT | 6 | 0 | . | 1 | FLEX DUCT | 150 | . | . | . | VARCF-302/304 | NO
FLEX DUCT | 6 | 0 | . | 1 | FLEX DUCT | 150 | . | . | . | VARCF-304 | NO
FLEX DUCT | 6 | 0 | . | 1 | FLEX DUCT | 150 | . | . | . | VARCF-302 | NO
FLEX DUCT | 6 | 0 | . | 1 | FLEX DUCT | 150 | . | . | . | VARCF-302/304 | NO
FLEX DUCT | 6 | 0 | . | 1 | FLEX DUCT | 200 | . | . | . | VARCF-302 | NO
FLEX DUCT | 6 | 0 | . | 1 | FLEX DUCT | 200 | . | . | . | VARCF-304 | NO
FLEX DUCT | 6 | 0 | . | 1 | FLEX DUCT | 200 | . | . | . | VARCF-304 | NO
FLEX DUCT | 6 | 0 | . | 1 | FLEX DUCT | 200 | . | . | . | VARCF-302 | NO
FLEX DUCT | 6 | 0 | . | 1 | FLEX DUCT | 250 | . | . | . | VARCF-302 | NO
FLEX DUCT | 6 | 0 | . | 1 | FLEX DUCT | 250 | . | . | . | VARCF-304 | NO
FLEX DUCT | 5 | 0 | . | 1 | FLEX DUCT | 350 | . | . | . | VARCF-305 | NO
FLEX DUCT | 5 | 0 | . | 1 | FLEX DUCT | 350 | . | . | . | VARCF-304 | NO
FLEX DUCT | 5 | 0 | . | 1 | FLEX DUCT | 350 | . | . | . | VARCF-304 | NO
FLEX DUCT | 5 | 0 | . | 1 | FLEX DUCT | 350 | . | . | . | VARCF-305 | NO
FLEX DUCT | 5 | 0 | . | 1 | FLEX DUCT | 250 | . | . | . | VARCF-304/305 | NO
FLEX DUCT | 5 | 0 | . | 1 | FLEX DUCT | 350 | . | . | . | VARCF-305 | NO
FLEX DUCT | 5 | 0 | . | 1 | FLEX DUCT | 350 | . | . | . | VARCF-304 | NO
FLEX DUCT | 5 | 0 | . | 1 | FLEX DUCT | 350 | . | . | . | VARCF-305 | NO
FLEX DUCT | 5 | 0 | . | 1 | FLEX DUCT | 350 | . | . | . | VARCF-304 | NO
FLEX DUCT | 5 | 0 | . | 1 | FLEX DUCT | 350 | . | . | . | VARCF-305 | NO
FLEX DUCT | 5 | 0 | . | 1 | FLEX DUCT | 350 | . | . | . | VARCF-304 | NO
FLEX DUCT | 5 | 0 | . | 1 | FLEX DUCT | 350 | . | . | . | VARCF-305 | NO
FLEX DUCT | 5 | 0 | . | 1 | FLEX DUCT | 350 | . | . | . | VARCF-304 | NO
FLEX DUCT | 5 | 0 | . | 1 | FLEX DUCT | 350 | . | . | . | VARCF-305 | NO
FLEX DUCT | 5 | 0 | . | 1 | FLEX DUCT | 350 | . | . | . | VARCF-304 | NO
FLEX DUCT | 5 | 0 | . | 1 | FLEX DUCT | 350 | . | . | . | VARCF-305 | NO
FLEX DUCT | 5 | 0 | . | 1 | FLEX DUCT | 350 | . | . | . | VARCF-304 | NO
FLEX DUCT | 5 | 0 | . | 2 | FLEX DUCT | 250 | . | . | . | VARCF-304/305 | NO
FLEX DUCT | 5 | 0 | . | 10 | FLEX DUCT | 200 | . | . | . | VARCF-304/305 | NO
FLEX DUCT | 19 | 0 | . | 1 | FLEX DUCT | 200 | . | . | . | VARCF-302/304 | NO
FLEX DUCT | 19 | 0 | . | 1 | FLEX DUCT | 150 | . | . | . | VARCF-302/304 | NO
FLEX DUCT | 19 | 0 | . | 1 | FLEX DUCT | 150 | . | . | . | VARCF-304 | NO
FLEX DUCT | 19 | 0 | . | 1 | FLEX DUCT | 150 | . | . | . | VARCF-304 | NO
FLEX DUCT | 19 | 0 | . | 1 | FLEX DUCT | 150 | . | . | . | VARCF-302 | NO
FLEX DUCT | 19 | 0 | . | 1 | FLEX DUCT | 200 | . | . | . | VARCF-302/304 | NO
FLEX DUCT | 19 | 0 | . | 1 | FLEX DUCT | 150 | . | . | . | VARCF-304 | NO
FLEX DUCT | 19 | 0 | . | 1 | FLEX DUCT | 150 | . | . | . | VARCF-302 | NO
FLEX DUCT | 19 | 0 | . | 1 | FLEX DUCT | 200 | . | . | . | VARCF-302/304 | NO
FLEX DUCT | 19 | 0 | . | 1 | FLEX DUCT | 150 | . | . | . | VARCF-304 | NO
FLEX DUCT | 19 | 0 | . | 1 | FLEX DUCT | 150 | . | . | . | VARCF-302 | NO
FLEX DUCT | 19 | 0 | . | 1 | FLEX DUCT | 150 | . | . | . | VARCF-304 | NO
FLEX DUCT | 19 | 0 | . | 1 | FLEX DUCT | 150 | . | . | . | VARCF-302 | NO
FLEX DUCT | 19 | 0 | . | 1 | FLEX DUCT | 150 | . | . | . | VARCF-304 | NO
FLEX DUCT | 19 | 0 | . | 1 | FLEX DUCT | 150 | . | . | . | VARCF-302 | NO
FLEX DUCT | 19 | 0 | . | 1 | FLEX DUCT | 150 | . | . | . | VARCF-304 | NO
FLEX DUCT | 19 | 0 | . | 1 | FLEX DUCT | 150 | . | . | . | VARCF-302 | NO
FLEX DUCT | 19 | 0 | . | 1 | FLEX DUCT | 150 | . | . | . | VARCF-304 | NO
FLEX DUCT | 19 | 0 | . | 1 | FLEX DUCT | 150 | . | . | . | VARCF-302 | NO
FLEX DUCT | 19 | 0 | . | 1 | FLEX DUCT | 150 | . | . | . | VARCF-304 | NO
FLEX DUCT | 19 | 0 | . | 1 | FLEX DUCT | 150 | . | . | . | VARCF-302 | NO
FLEX DUCT | 19 | 0 | . | 1 | FLEX DUCT | 150 | . | . | . | VARCF-304 | NO
FLEX DUCT | 19 | 0 | . | 1 | FLEX DUCT | 150 | . | . | . | VARCF-302 | NO
FLEX DUCT | 19 | 0 | . | 1 | FLEX DUCT | 150 | . | . | . | VARCF-304 | NO
FLEX DUCT | 19 | 0 | . | 1 | FLEX DUCT | 150 | . | . | . | VARCF-302 | NO
FLEX DUCT | 19 | 0 | . | 7 | FLEX DUCT | 200 | . | . | . | VARCF-302/304 | NO
FLEX DUCT | 19 | 0 | . | 1 | FLEX DUCT | 250 | . | . | . | VARCF-302/304 | NO
FLEX DUCT | 19 | 0 | . | 1 | FLEX DUCT | 250 | . | . | . | VARCF-302/304 | NO
FLEX DUCT | 19 | 0 | . | 1 | FLEX DUCT | 150 | . | . | . | VARCF-302/304 | NO
FLEX DUCT | 19 | 0 | . | 1 | FLEX DUCT | 150 | . | . | . | VARCF-304 | NO
FLEX DUCT | 19 | 0 | . | 1 | FLEX DUCT | 150 | . | . | . | VARCF-304 | NO
FLEX DUCT | 19 | 0 | . | 1 | FLEX DUCT | 150 | . | . | . | VARCF-302/304 | NO
FLEX DUCT | 19 | 0 | . | 1 | FLEX DUCT | 150 | . | . | . | VARCF-302/304 | NO
FLEX DUCT | 19 | 0 | . | 1 | FLEX DUCT | 150 | . | . | . | VARCF-302/304 | NO
FLEX DUCT | 19 | 0 | . | 1 | FLEX DUCT | 150 | . | . | . | VARCF-302/304 | NO
FLEX DUCT | 19 | 0 | . | 1 | FLEX DUCT | 150 | . | . | . | VARCF-304 | NO
FLEX DUCT | 19 | 0 | . | 1 | FLEX DUCT | 200 | . | . | . | VARCF-304 | NO
FLEX DUCT | 19 | 0 | . | 1 | FLEX DUCT | 200 | . | . | . | VARCF-302 | NO
FLEX DUCT | 19 | 0 | . | 4 | FLEX DUCT | 200 | . | . | . | VARCF-302/304 | NO
FLEX DUCT | 19 | 0 | . | 1 | FLEX DUCT | 250 | . | . | . | VARCF-302/304 | NO
FLEX DUCT | 19 | 0 | . | 1 | FLEX DUCT | 150 | . | . | . | VARCF-302/304 | NO
FLEX DUCT | 19 | 0 | . | 1 | FLEX DUCT | 150 | . | . | . | VARCF-304 | NO
FLEX DUCT | 19 | 0 | . | 1 | FLEX DUCT | 150 | . | . | . | VARCF-304 | NO
FLEX DUCT | 19 | 0 | . | 1 | FLEX DUCT | 150 | . | . | . | VARCF-302/304 | NO
FLEX DUCT | 19 | 0 | . | 1 | FLEX DUCT | 150 | . | . | . | VARCF-304 | NO
FLEX DUCT | 19 | 0 | . | 1 | FLEX DUCT | 150 | . | . | . | VARCF-302 | NO
FLEX DUCT | 19 | 0 | . | 1 | FLEX DUCT | 150 | . | . | . | VARCF-304 | NO
FLEX DUCT | 19 | 0 | . | 1 | FLEX DUCT | 150 | . | . | . | VARCF-302 | NO
FLEX DUCT | 19 | 0 | . | 1 | FLEX DUCT | 150 | . | . | . | VARCF-302 | NO
FLEX DUCT | 19 | 0 | . | 1 | FLEX DUCT | 150 | . | . | . | VARCF-304 | NO
FLEX DUCT | 19 | 0 | . | 1 | FLEX DUCT | 150 | . | . | . | VARCF-302 | NO
FLEX DUCT | 19 | 0 | . | 1 | FLEX DUCT | 150 | . | . | . | VARCF-304 | NO
FLEX DUCT | 19 | 0 | . | 1 | FLEX DUCT | 150 | . | . | . | VARCF-304 | NO
FLEX DUCT | 19 | 0 | . | 1 | FLEX DUCT | 150 | . | . | . | VARCF-302 | NO
FLEX DUCT | 19 | 0 | . | 1 | FLEX DUCT | 150 | . | . | . | VARCF-302 | NO
FLEX DUCT | 19 | 0 | . | 1 | FLEX DUCT | 150 | . | . | . | VARCF-304 | NO
FLEX DUCT | 19 | 0 | . | 1 | FLEX DUCT | 150 | . | . | . | VARCF-302 | NO
FLEX DUCT | 19 | 0 | . | 1 | FLEX DUCT | 150 | . | . | . | VARCF-304 | NO
FLEX DUCT | 19 | 0 | . | 1 | FLEX DUCT | 150 | . | . | . | VARCF-302/304 | NO
FLEX DUCT | 19 | 0 | . | 1 | FLEX DUCT | 150 | . | . | . | VARCF-302/304 | NO
FLEX DUCT | 19 | 0 | . | 1 | FLEX DUCT | 150 | . | . | . | VARCF-302/304 | NO
FLEX DUCT | 19 | 0 | . | 1 | FLEX DUCT | 150 | . | . | . | VARCF-302/304 | NO
FLEX DUCT | 19 | 0 | . | 1 | FLEX DUCT | 150 | . | . | . | VARCF-302/304 | NO
FLEX DUCT | 19 | 0 | . | 2 | FLEX DUCT | 200 | . | . | . | VARCF-302/304 | NO
FLEX DUCT | 19 | 0 | . | 1 | FLEX DUCT | 250 | . | . | . | VARCF-302/304 | NO
FLEX DUCT | 19 | 0 | . | 1 | FLEX DUCT | 150 | . | . | . | VARCF-304 | NO
FLEX DUCT | 19 | 0 | . | 1 | FLEX DUCT | 150 | . | . | . | VARCF-302 | NO
FLEX DUCT | 19 | 0 | . | 1 | FLEX DUCT | 250 | . | . | . | VARCF-304 | NO
FLEX DUCT | 19 | 0 | . | 1 | FLEX DUCT | 250 | . | . | . | VARCF-302 | NO
FLEX DUCT | 19 | 0 | . | 3 | FLEX DUCT | 200 | . | . | . | VARCF-302/304 | NO
FLEX DUCT | 19 | 0 | . | 1 | FLEX DUCT | 250 | . | . | . | VARCF-302/304 | NO
FLEX DUCT | 19 | 0 | . | 1 | FLEX DUCT | 250 | . | . | . | VARCF-302/304 | NO
FLEX DUCT | 19 | 0 | . | 1 | FLEX DUCT | 150 | . | . | . | VARCF-302 | NO
FLEX DUCT | 19 | 0 | . | 1 | FLEX DUCT | 150 | . | . | . | VARCF-304 | NO
FLEX DUCT | 19 | 0 | . | 1 | FLEX DUCT | 150 | . | . | . | VARCF-304 | NO
FLEX DUCT | 19 | 0 | . | 1 | FLEX DUCT | 150 | . | . | . | VARCF-302/304 | NO
FLEX DUCT | 19 | 0 | . | 1 | FLEX DUCT | 250 | . | . | . | VARCF-302/304 | NO
FLEX DUCT | 19 | 0 | . | 1 | FLEX DUCT | 150 | . | . | . | VARCF-302/304 | NO
FLEX DUCT | 19 | 0 | . | 1 | FLEX DUCT | 200 | . | . | . | VARCF-302 | NO
FLEX DUCT | 19 | 0 | . | 1 | FLEX DUCT | 200 | . | . | . | VARCF-304 | NO
FLEX DUCT | 19 | 0 | . | 1 | FLEX DUCT | 150 | . | . | . | VARCF-302 | NO
FLEX DUCT | 19 | 0 | . | 1 | FLEX DUCT | 150 | . | . | . | VARCF-304 | NO
FLEX DUCT | 19 | 0 | . | 1 | FLEX DUCT | 150 | . | . | . | VARCF-304 | NO
FLEX DUCT | 19 | 0 | . | 1 | FLEX DUCT | 150 | . | . | . | VARCF-302 | NO
FLEX DUCT | 19 | 0 | . | 1 | FLEX DUCT | 250 | . | . | . | VARCF-302/304 | NO
FLEX DUCT | 19 | 0 | . | 1 | FLEX DUCT | 250 | . | . | . | VARCF-302/304 | NO
FLEX DUCT | 19 | 0 | . | 1 | FLEX DUCT | 150 | . | . | . | VARCF-302 | NO
FLEX DUCT | 19 | 0 | . | 1 | FLEX DUCT | 150 | . | . | . | VARCF-304 | NO
FLEX DUCT | 19 | 0 | . | 1 | FLEX DUCT | 150 | . | . | . | VARCF-304 | NO
FLEX DUCT | 19 | 0 | . | 1 | FLEX DUCT | 150 | . | . | . | VARCF-302 | NO
FLEX DUCT | 19 | 0 | . | 3 | FLEX DUCT | 250 | . | . | . | VARCF-302/304 | NO
FLEX DUCT | 19 | 0 | . | 1 | FLEX DUCT | 150 | . | . | . | VARCF-304 | NO
FLEX DUCT | 19 | 0 | . | 1 | FLEX DUCT | 150 | . | . | . | VARCF-302 | NO
FLEX DUCT | 19 | 0 | . | 1 | FLEX DUCT | 150 | . | . | . | VARCF-304 | NO
FLEX DUCT | 19 | 0 | . | 1 | FLEX DUCT | 150 | . | . | . | VARCF-302 | NO
FLEX DUCT | 19 | 0 | . | 2 | FLEX DUCT | 250 | . | . | . | VARCF-302/304 | NO
FLEX DUCT | 19 | 0 | . | 1 | FLEX DUCT | 150 | . | . | . | VARCF-302 | NO
FLEX DUCT | 19 | 0 | . | 1 | FLEX DUCT | 150 | . | . | . | VARCF-304 | NO
FLEX DUCT | 19 | 0 | . | 1 | FLEX DUCT | 150 | . | . | . | VARCF-302 | NO
FLEX DUCT | 19 | 0 | . | 1 | FLEX DUCT | 150 | . | . | . | VARCF-304 | NO
FLEX DUCT | 19 | 0 | . | 1 | FLEX DUCT | 250 | . | . | . | VARCF-304 | NO
FLEX DUCT | 19 | 0 | . | 1 | FLEX DUCT | 250 | . | . | . | VARCF-302 | NO
FLEX DUCT | 19 | 0 | . | 2 | FLEX DUCT | 250 | . | . | . | VARCF-302/304 | NO
FLEX DUCT | 19 | 0 | . | 1 | FLEX DUCT | 250 | . | . | . | VARCF-302 | NO
FLEX DUCT | 19 | 0 | . | 1 | FLEX DUCT | 250 | . | . | . | VARCF-304 | NO
FLEX DUCT | 19 | 0 | . | 1 | FLEX DUCT | 250 | . | . | . | VARCF-302/304 | NO
FLEX DUCT | 18 | 0 | . | 1 | FLEX DUCT | 150 | . | . | . | VARCF-304 | NO
FLEX DUCT | 18 | 0 | . | 1 | FLEX DUCT | 150 | . | . | . | VARCF-305 | NO
FLEX DUCT | 18 | 0 | . | 1 | FLEX DUCT | 150 | . | . | . | VARCF-304 | NO
FLEX DUCT | 18 | 0 | . | 1 | FLEX DUCT | 150 | . | . | . | VARCF-305 | NO
FLEX DUCT | 18 | 0 | . | 1 | FLEX DUCT | 150 | . | . | . | VARCF-305 | NO
FLEX DUCT | 18 | 0 | . | 1 | FLEX DUCT | 150 | . | . | . | VARCF-304 | NO
FLEX DUCT | 18 | 0 | . | 1 | FLEX DUCT | 250 | . | . | . | VARCF-304/305 | NO
FLEX DUCT | 18 | 0 | . | 1 | FLEX DUCT | 250 | . | . | . | VARCF-304/305 | NO
FLEX DUCT | 18 | 0 | . | 1 | FLEX DUCT | 250 | . | . | . | VARCF-304/305 | NO
FLEX DUCT | 18 | 0 | . | 5 | FLEX DUCT | 200 | . | . | . | VARCF-304/305 | NO
FLEX DUCT | 18 | 0 | . | 1 | FLEX DUCT | 150 | . | . | . | VARCF-305 | NO
FLEX DUCT | 18 | 0 | . | 1 | FLEX DUCT | 150 | . | . | . | VARCF-304 | NO
FLEX DUCT | 18 | 0 | . | 1 | FLEX DUCT | 150 | . | . | . | VARCF-305 | NO
FLEX DUCT | 18 | 0 | . | 1 | FLEX DUCT | 150 | . | . | . | VARCF-304 | NO
FLEX DUCT | 18 | 0 | . | 1 | FLEX DUCT | 150 | . | . | . | VARCF-305 | NO
FLEX DUCT | 18 | 0 | . | 1 | FLEX DUCT | 150 | . | . | . | VARCF-304 | NO
FLEX DUCT | 18 | 0 | . | 1 | FLEX DUCT | 150 | . | . | . | VARCF-304 | NO
FLEX DUCT | 18 | 0 | . | 1 | FLEX DUCT | 150 | . | . | . | VARCF-305 | NO
FLEX DUCT | 18 | 0 | . | 1 | FLEX DUCT | 150 | . | . | . | VARCF-305 | NO
FLEX DUCT | 18 | 0 | . | 1 | FLEX DUCT | 150 | . | . | . | VARCF-304 | NO
FLEX DUCT | 18 | 0 | . | 1 | FLEX DUCT | 150 | . | . | . | VARCF-304/305 | NO
FLEX DUCT | 18 | 0 | . | 1 | FLEX DUCT | 150 | . | . | . | VARCF-305 | NO
FLEX DUCT | 18 | 0 | . | 1 | FLEX DUCT | 150 | . | . | . | VARCF-304 | NO
FLEX DUCT | 18 | 0 | . | 1 | FLEX DUCT | 150 | . | . | . | VARCF-304/305 | NO
FLEX DUCT | 18 | 0 | . | 1 | FLEX DUCT | 150 | . | . | . | VARCF-305 | NO
FLEX DUCT | 18 | 0 | . | 1 | FLEX DUCT | 150 | . | . | . | VARCF-304 | NO
FLEX DUCT | 18 | 0 | . | 1 | FLEX DUCT | 150 | . | . | . | VARCF-304 | NO
FLEX DUCT | 18 | 0 | . | 1 | FLEX DUCT | 150 | . | . | . | VARCF-305 | NO
FLEX DUCT | 18 | 0 | . | 1 | FLEX DUCT | 150 | . | . | . | VARCF-304/305 | NO
FLEX DUCT | 18 | 0 | . | 1 | FLEX DUCT | 150 | . | . | . | VARCF-304/305 | NO
FLEX DUCT | 18 | 0 | . | 1 | FLEX DUCT | 150 | . | . | . | VARCF-304/305 | NO
FLEX DUCT | 18 | 0 | . | 1 | FLEX DUCT | 200 | . | . | . | VARCF-305 | NO
FLEX DUCT | 18 | 0 | . | 1 | FLEX DUCT | 150 | . | . | . | VARCF-304/305 | NO
FLEX DUCT | 18 | 0 | . | 1 | FLEX DUCT | 200 | . | . | . | VARCF-304 | NO
FLEX DUCT | 18 | 0 | . | 1 | FLEX DUCT | 200 | . | . | . | VARCF-304 | NO
FLEX DUCT | 18 | 0 | . | 1 | FLEX DUCT | 200 | . | . | . | VARCF-305 | NO
FLEX DUCT | 18 | 0 | . | 3 | FLEX DUCT | 300 | . | . | . | VARCF-304/305 | NO
FLEX DUCT | 18 | 0 | . | 1 | FLEX DUCT | 200 | . | . | . | VARCF-305 | NO
FLEX DUCT | 18 | 0 | . | 1 | FLEX DUCT | 200 | . | . | . | VARCF-304 | NO
FLEX DUCT | 18 | 0 | . | 1 | FLEX DUCT | 200 | . | . | . | VARCF-304 | NO
FLEX DUCT | 18 | 0 | . | 1 | FLEX DUCT | 200 | . | . | . | VARCF-305 | NO
FLEX DUCT | 18 | 0 | . | 1 | FLEX DUCT | 200 | . | . | . | VARCF-304 | NO
FLEX DUCT | 18 | 0 | . | 1 | FLEX DUCT | 200 | . | . | . | VARCF-305 | NO
FLEX DUCT | 18 | 0 | . | 2 | FLEX DUCT | 300 | . | . | . | VARCF-304/305 | NO
FLEX DUCT | 18 | 0 | . | 1 | FLEX DUCT | 150 | . | . | . | VARCF-304/305 | NO
FLEX DUCT | 18 | 0 | . | 1 | FLEX DUCT | 150 | . | . | . | VARCF-304/305 | NO
FLEX DUCT | 18 | 0 | . | 1 | FLEX DUCT | 150 | . | . | . | VARCF-304 | NO
FLEX DUCT | 18 | 0 | . | 1 | FLEX DUCT | 150 | . | . | . | VARCF-305 | NO
FLEX DUCT | 18 | 0 | . | 1 | FLEX DUCT | 150 | . | . | . | VARCF-305 | NO
FLEX DUCT | 18 | 0 | . | 1 | FLEX DUCT | 150 | . | . | . | VARCF-304 | NO
FLEX DUCT | 18 | 0 | . | 1 | FLEX DUCT | 150 | . | . | . | VARCF-304 | NO
FLEX DUCT | 18 | 0 | . | 1 | FLEX DUCT | 150 | . | . | . | VARCF-305 | NO
FLEX DUCT | 18 | 0 | . | 1 | FLEX DUCT | 150 | . | . | . | VARCF-305 | NO
FLEX DUCT | 18 | 0 | . | 1 | FLEX DUCT | 150 | . | . | . | VARCF-304 | NO
FLEX DUCT | 18 | 0 | . | 1 | FLEX DUCT | 150 | . | . | . | VARCF-304/305 | NO
FLEX DUCT | 18 | 0 | . | 2 | FLEX DUCT | 150 | . | . | . | VARCF-304 | NO
FLEX DUCT | 18 | 0 | . | 2 | FLEX DUCT | 150 | . | . | . | VARCF-305 | NO
FLEX DUCT | 18 | 0 | . | 1 | FLEX DUCT | 150 | . | . | . | VARCF-304/305 | NO
FLEX DUCT | 18 | 0 | . | 1 | FLEX DUCT | 150 | . | . | . | VARCF-304 | NO
FLEX DUCT | 18 | 0 | . | 1 | FLEX DUCT | 150 | . | . | . | VARCF-305 | NO
FLEX DUCT | 18 | 0 | . | 4 | FLEX DUCT | 200 | . | . | . | VARCF-304/305 | NO
FLEX DUCT | 18 | 0 | . | 6 | FLEX DUCT | 200 | . | . | . | VARCF-304/305 | NO
FLEX DUCT | 18 | 0 | . | 1 | FLEX DUCT | 150 | . | . | . | VARCF-304/305 | NO
FLEX DUCT | 18 | 0 | . | 1 | FLEX DUCT | 150 | . | . | . | VARCF-304 | NO
FLEX DUCT | 18 | 0 | . | 1 | FLEX DUCT | 150 | . | . | . | VARCF-305 | NO
FLEX DUCT | 18 | 0 | . | 1 | FLEX DUCT | 150 | . | . | . | VARCF-304/305 | NO
FLEX DUCT | 18 | 0 | . | 1 | FLEX DUCT | 200 | . | . | . | VARCF-304/305 | NO
FLEX DUCT | 18 | 0 | . | 1 | FLEX DUCT | 200 | . | . | . | VARCF-304/305 | NO
FLEX DUCT | 18 | 0 | . | 1 | FLEX DUCT | 200 | . | . | . | VARCF-304/305 | NO
FLEX DUCT | 18 | 0 | . | 1 | FLEX DUCT | 200 | . | . | . | VARCF-304/305 | NO
FLEX DUCT | 18 | 0 | . | 1 | FLEX DUCT | 200 | . | . | . | VARCF-304/305 | NO
FLEX DUCT | 18 | 0 | . | 1 | FLEX DUCT | 200 | . | . | . | VARCF-304/305 | NO
FLEX DUCT | 18 | 0 | . | 1 | FLEX DUCT | 200 | . | . | . | VARCF-304/305 | NO
FLEX DUCT | 18 | 0 | . | 1 | FLEX DUCT | 200 | . | . | . | VARCF-305 | NO
FLEX DUCT | 18 | 0 | . | 1 | FLEX DUCT | 200 | . | . | . | VARCF-304 | NO
FLEX DUCT | 18 | 0 | . | 1 | FLEX DUCT | 200 | . | . | . | VARCF-304 | NO
FLEX DUCT | 18 | 0 | . | 1 | FLEX DUCT | 200 | . | . | . | VARCF-305 | NO
FLEX DUCT | 18 | 0 | . | 1 | FLEX DUCT | 150 | . | . | . | VARCF-304 | NO
FLEX DUCT | 18 | 0 | . | 1 | FLEX DUCT | 150 | . | . | . | VARCF-305 | NO
FLEX DUCT | 18 | 0 | . | 1 | FLEX DUCT | 150 | . | . | . | VARCF-304 | NO
FLEX DUCT | 18 | 0 | . | 1 | FLEX DUCT | 150 | . | . | . | VARCF-305 | NO
FLEX DUCT | 18 | 0 | . | 1 | FLEX DUCT | 250 | . | . | . | VARCF-305 | NO
FLEX DUCT | 18 | 0 | . | 1 | FLEX DUCT | 250 | . | . | . | VARCF-304 | NO
FLEX DUCT | 18 | 0 | . | 1 | FLEX DUCT | 250 | . | . | . | VARCF-304/305 | NO
FLEX DUCT | 18 | 0 | . | 1 | FLEX DUCT | 250 | . | . | . | VARCF-305 | NO
FLEX DUCT | 18 | 0 | . | 1 | FLEX DUCT | 250 | . | . | . | VARCF-304 | NO
FLEX DUCT | 18 | 0 | . | 1 | FLEX DUCT | 250 | . | . | . | VARCF-305 | NO
FLEX DUCT | 18 | 0 | . | 1 | FLEX DUCT | 250 | . | . | . | VARCF-304 | NO
FLEX DUCT | 18 | 0 | . | 1 | FLEX DUCT | 250 | . | . | . | VARCF-304 | NO
FLEX DUCT | 18 | 0 | . | 1 | FLEX DUCT | 250 | . | . | . | VARCF-303 | NO
FLEX DUCT | 18 | 0 | . | 1 | FLEX DUCT | 250 | . | . | . | VARCF-304 | NO
FLEX DUCT | 18 | 0 | . | 1 | FLEX DUCT | 250 | . | . | . | VARCF-305 | NO
FLEX DUCT | 18 | 0 | . | 1 | FLEX DUCT | 250 | . | . | . | VARCF-304/305 | NO
FLEX DUCT | 18 | 0 | . | 1 | FLEX DUCT | 250 | . | . | . | VARCF-304/305 | NO
FLEX DUCT | 18 | 0 | . | 1 | FLEX DUCT | 250 | . | . | . | VARCF-304/305 | NO
FLEX DUCT | 18 | 0 | . | 1 | FLEX DUCT | 250 | . | . | . | VARCF-304/305 | NO
FLEX DUCT | 18 | 0 | . | 1 | FLEX DUCT | 250 | . | . | . | VARCF-302 | NO
FLEX DUCT | 18 | 0 | . | 1 | FLEX DUCT | 250 | . | . | . | VARCF-304 | NO
FLEX DUCT | 18 | 0 | . | 1 | FLEX DUCT | 150 | . | . | . | VARCF-304 | NO
FLEX DUCT | 18 | 0 | . | 1 | FLEX DUCT | 150 | . | . | . | VARCF-305 | NO
FLEX DUCT | 18 | 0 | . | 1 | FLEX DUCT | 150 | . | . | . | VARCF-302 | NO
FLEX DUCT | 18 | 0 | . | 1 | FLEX DUCT | 150 | . | . | . | VARCF-304 | NO
FLEX DUCT | 18 | 0 | . | 1 | FLEX DUCT | 200 | . | . | . | VARCF-304 | NO
FLEX DUCT | 18 | 0 | . | 1 | FLEX DUCT | 200 | . | . | . | VARCF-305 | NO
FLEX DUCT | 18 | 0 | . | 1 | FLEX DUCT | 200 | . | . | . | VARCF-304/305 | NO
FLEX DUCT | 18 | 0 | . | 1 | FLEX DUCT | 200 | . | . | . | VARCF-304 | NO
FLEX DUCT | 18 | 0 | . | 1 | FLEX DUCT | 200 | . | . | . | VARCF-305 | NO
FLEX DUCT | 18 | 0 | . | 1 | FLEX DUCT | 200 | . | . | . | VARCF-304/305 | NO
FLEX DUCT | 18 | 0 | . | 1 | FLEX DUCT | 200 | . | . | . | VARCF-304/305 | NO
FLEX DUCT | 18 | 0 | . | 1 | FLEX DUCT | 200 | . | . | . | VARCF-304/305 | NO
FLEX DUCT | 18 | 0 | . | 1 | FLEX DUCT | 200 | . | . | . | VARCF-304 | NO
FLEX DUCT | 18 | 0 | . | 1 | FLEX DUCT | 200 | . | . | . | VARCF-302 | NO
FLEX DUCT | 18 | 0 | . | 1 | FLEX DUCT | 200 | . | . | . | VARCF-304/305 | NO
FLEX DUCT | 18 | 0 | . | 1 | FLEX DUCT | 200 | . | . | . | VARCF-304/305 | NO
FLEX DUCT | 18 | 0 | . | 4 | FLEX DUCT | 200 | . | . | . | VARCF-304/305 | NO
FLEX DUCT | 18 | 0 | . | 1 | FLEX DUCT | 200 | . | . | . | VARCF-302/304 | NO
FLEX DUCT | 18 | 0 | . | 4 | FLEX DUCT | 200 | . | . | . | VARCF-304/305 | NO
FLEX DUCT | 18 | 0 | . | 4 | FLEX DUCT | 250 | . | . | . | VFC-343 | NO
FLEX DUCT | 15 | 0 | . | 1 | FLEX DUCT | 200 | . | . | . | VARCF-304/305 | NO
FLEX DUCT | 15 | 0 | . | 1 | FLEX DUCT | 150 | . | . | . | VARCF-304/305 | NO
FLEX DUCT | 15 | 0 | . | 1 | FLEX DUCT | 250 | . | . | . | VARCF-304/305 | NO
FLEX DUCT | 15 | 0 | . | 1 | FLEX DUCT | 150 | . | . | . | VARCF-305 | NO
FLEX DUCT | 15 | 0 | . | 1 | FLEX DUCT | 150 | . | . | . | VARCF-305 | NO
FLEX DUCT | 15 | 0 | . | 1 | FLEX DUCT | 150 | . | . | . | VARCF-304 | NO
FLEX DUCT | 15 | 0 | . | 1 | FLEX DUCT | 150 | . | . | . | VARCF-304 | NO
FLEX DUCT | 15 | 0 | . | 1 | FLEX DUCT | 150 | . | . | . | VARCF-304 | NO
FLEX DUCT | 15 | 0 | . | 1 | FLEX DUCT | 150 | . | . | . | VARCF-305 | NO
FLEX DUCT | 15 | 0 | . | 1 | FLEX DUCT | 150 | . | . | . | VARCF-304 | NO
FLEX DUCT | 15 | 0 | . | 1 | FLEX DUCT | 150 | . | . | . | VARCF-305 | NO
FLEX DUCT | 15 | 0 | . | 1 | FLEX DUCT | 150 | . | . | . | VARCF-304 | NO
FLEX DUCT | 15 | 0 | . | 1 | FLEX DUCT | 150 | . | . | . | VARCF-305 | NO
FLEX DUCT | 15 | 0 | . | 1 | FLEX DUCT | 150 | . | . | . | VARCF-304 | NO
FLEX DUCT | 15 | 0 | . | 1 | FLEX DUCT | 150 | . | . | . | VARCF-304 | NO
FLEX DUCT | 15 | 0 | . | 1 | FLEX DUCT | 150 | . | . | . | VARCF-305 | NO
FLEX DUCT | 15 | 0 | . | 1 | FLEX DUCT | 150 | . | . | . | VARCF-305 | NO
FLEX DUCT | 15 | 0 | . | 1 | FLEX DUCT | 150 | . | . | . | VARCF-304/305 | NO
FLEX DUCT | 15 | 0 | . | 1 | FLEX DUCT | 150 | . | . | . | VARCF-304/305 | NO
FLEX DUCT | 15 | 0 | . | 1 | FLEX DUCT | 150 | . | . | . | VARCF-304/305 | NO
FLEX DUCT | 15 | 0 | . | 1 | FLEX DUCT | 150 | . | . | . | VARCF-305 | NO
FLEX DUCT | 15 | 0 | . | 1 | FLEX DUCT | 150 | . | . | . | VARCF-304 | NO
FLEX DUCT | 15 | 0 | . | 1 | FLEX DUCT | 150 | . | . | . | VARCF-304 | NO
FLEX DUCT | 15 | 0 | . | 1 | FLEX DUCT | 150 | . | . | . | VARCF-305 | NO
FLEX DUCT | 15 | 0 | . | 1 | FLEX DUCT | 150 | . | . | . | VARCF-304/305 | NO
FLEX DUCT | 15 | 0 | . | 1 | FLEX DUCT | 150 | . | . | . | VARCF-305 | NO
FLEX DUCT | 15 | 0 | . | 1 | FLEX DUCT | 150 | . | . | . | VARCF-304 | NO
FLEX DUCT | 15 | 0 | . | 1 | FLEX DUCT | 150 | . | . | . | VARCF-304/305 | NO
FLEX DUCT | 15 | 0 | . | 1 | FLEX DUCT | 150 | . | . | . | VARCF-305 | NO
FLEX DUCT | 15 | 0 | . | 1 | FLEX DUCT | 150 | . | . | . | VARCF-305 | NO
FLEX DUCT | 15 | 0 | . | 1 | FLEX DUCT | 150 | . | . | . | VARCF-304 | NO
FLEX DUCT | 15 | 0 | . | 1 | FLEX DUCT | 150 | . | . | . | VARCF-304 | NO
FLEX DUCT | 15 | 0 | . | 1 | FLEX DUCT | 150 | . | . | . | VARCF-305 | NO
FLEX DUCT | 15 | 0 | . | 1 | FLEX DUCT | 150 | . | . | . | VARCF-305 | NO
FLEX DUCT | 15 | 0 | . | 1 | FLEX DUCT | 150 | . | . | . | VARCF-304 | NO
FLEX DUCT | 15 | 0 | . | 1 | FLEX DUCT | 150 | . | . | . | VARCF-304 | NO
FLEX DUCT | 15 | 0 | . | 1 | FLEX DUCT | 150 | . | . | . | VARCF-305 | NO
FLEX DUCT | 15 | 0 | . | 1 | FLEX DUCT | 150 | . | . | . | VARCF-305 | NO
FLEX DUCT | 15 | 0 | . | 1 | FLEX DUCT | 150 | . | . | . | VARCF-304 | NO
FLEX DUCT | 15 | 0 | . | 1 | FLEX DUCT | 150 | . | . | . | VARCF-304 | NO
FLEX DUCT | 15 | 0 | . | 1 | FLEX DUCT | 150 | . | . | . | VARCF-305 | NO
FLEX DUCT | 15 | 0 | . | 1 | FLEX DUCT | 150 | . | . | . | VARCF-305 | NO
FLEX DUCT | 15 | 0 | . | 1 | FLEX DUCT | 150 | . | . | . | VARCF-304 | NO
FLEX DUCT | 15 | 0 | . | 1 | FLEX DUCT | 150 | . | . | . | VARCF-304 | NO
FLEX DUCT | 15 | 0 | . | 1 | FLEX DUCT | 150 | . | . | . | VARCF-305 | NO
FLEX DUCT | 15 | 0 | . | 1 | FLEX DUCT | 200 | . | . | . | VARCF-304 | NO
FLEX DUCT | 15 | 0 | . | 1 | FLEX DUCT | 200 | . | . | . | VARCF-305 | NO
FLEX DUCT | 15 | 0 | . | 1 | FLEX DUCT | 200 | . | . | . | VARCF-304/305 | NO
FLEX DUCT | 15 | 0 | . | 1 | FLEX DUCT | 200 | . | . | . | VARCF-304/305 | NO
FLEX DUCT | 15 | 0 | . | 1 | FLEX DUCT | 200 | . | . | . | VARCF-304/305 | NO
FLEX DUCT | 15 | 0 | . | 1 | FLEX DUCT | 200 | . | . | . | VARCF-304/305 | NO
FLEX DUCT | 15 | 0 | . | 1 | FLEX DUCT | 200 | . | . | . | VARCF-304/305 | NO
FLEX DUCT | 15 | 0 | . | 1 | FLEX DUCT | 200 | . | . | . | VARCF-304/305 | NO
FLEX DUCT | 15 | 0 | . | 1 | FLEX DUCT | 200 | . | . | . | VARCF-304/305 | NO
FLEX DUCT | 15 | 0 | . | 1 | FLEX DUCT | 200 | . | . | . | VARCF-304/305 | NO
FLEX DUCT | 15 | 0 | . | 1 | FLEX DUCT | 200 | . | . | . | VARCF-304/305 | NO
FLEX DUCT | 15 | 0 | . | 1 | FLEX DUCT | 200 | . | . | . | VARCF-304/305 | NO
FLEX DUCT | 15 | 0 | . | 1 | FLEX DUCT | 250 | . | . | . | VARCF-304/305 | NO
FLEX DUCT | 15 | 0 | . | 1 | FLEX DUCT | 200 | . | . | . | VARCF-304/305 | NO
FLEX DUCT | 15 | 0 | . | 1 | FLEX DUCT | 200 | . | . | . | VARCF-304/305 | NO
FLEX DUCT | 15 | 0 | . | 1 | FLEX DUCT | 200 | . | . | . | VARCF-304/305 | NO
FLEX DUCT | 15 | 0 | . | 1 | FLEX DUCT | 200 | . | . | . | VARCF-304/305 | NO
FLEX DUCT | 15 | 0 | . | 1 | FLEX DUCT | 250 | . | . | . | VARCF-304/305 | NO
FLEX DUCT | 15 | 0 | . | 1 | FLEX DUCT | 200 | . | . | . | VARCF-304/305 | NO
FLEX DUCT | 15 | 0 | . | 1 | FLEX DUCT | 200 | . | . | . | VARCF-304/305 | NO
FLEX DUCT | 15 | 0 | . | 1 | FLEX DUCT | 200 | . | . | . | VARCF-305 | NO
FLEX DUCT | 15 | 0 | . | 1 | FLEX DUCT | 200 | . | . | . | VARCF-304 | NO
FLEX DUCT | 15 | 0 | . | 1 | FLEX DUCT | 200 | . | . | . | VARCF-304/305 | NO
FLEX DUCT | 15 | 0 | . | 1 | FLEX DUCT | 200 | . | . | . | VARCF-304 | NO
FLEX DUCT | 15 | 0 | . | 1 | FLEX DUCT | 200 | . | . | . | VARCF-305 | NO
FLEX DUCT | 15 | 0 | . | 1 | FLEX DUCT | 200 | . | . | . | VARCF-304/305 | NO
FLEX DUCT | 15 | 0 | . | 1 | FLEX DUCT | 200 | . | . | . | VARCF-304/305 | NO
FLEX DUCT | 15 | 0 | . | 1 | FLEX DUCT | 250 | . | . | . | VARCF-305 | NO
FLEX DUCT | 15 | 0 | . | 1 | FLEX DUCT | 250 | . | . | . | VARCF-304 | NO
FLEX DUCT | 15 | 0 | . | 1 | FLEX DUCT | 250 | . | . | . | VARCF-305 | NO
FLEX DUCT | 15 | 0 | . | 1 | FLEX DUCT | 250 | . | . | . | VARCF-304 | NO
FLEX DUCT | 15 | 0 | . | 1 | FLEX DUCT | 300 | . | . | . | VARCF-304/305 | NO
FLEX DUCT | 15 | 0 | . | 1 | FLEX DUCT | 300 | . | . | . | VARCF-304/305 | NO
FLEX DUCT | 15 | 0 | . | 1 | FLEX DUCT | 300 | . | . | . | VARCF-304/305 | NO
FLEX DUCT | 15 | 0 | . | 1 | FLEX DUCT | 300 | . | . | . | VARCF-304/305 | NO
FLEX DUCT | 15 | 0 | . | 1 | FLEX DUCT | 300 | . | . | . | VARCF-304/305 | NO
FLEX DUCT | 15 | 0 | . | 1 | FLEX DUCT | 300 | . | . | . | VARCF-304/305 | NO
FLEX DUCT | 15 | 0 | . | 1 | FLEX DUCT | 300 | . | . | . | VARCF-304/305 | NO
FLEX DUCT | 15 | 0 | . | 1 | FLEX DUCT | 300 | . | . | . | VARCF-304/305 | NO
FLEX DUCT | 15 | 0 | . | 1 | FLEX DUCT | 300 | . | . | . | VARCF-304/305 | NO
FLEX DUCT | 15 | 0 | . | 1 | FLEX DUCT | 300 | . | . | . | VARCF-304/305 | NO
FLEX DUCT | 15 | 0 | . | 1 | FLEX DUCT | 300 | . | . | . | VARCF-304/305 | NO
FLEX DUCT | 15 | 0 | . | 1 | FLEX DUCT | 300 | . | . | . | VARCF-304/305 | NO
FLEX DUCT | 15 | 0 | . | 1 | FLEX DUCT | 350 | . | . | . | VARCF-304 | NO
FLEX DUCT | 15 | 0 | . | 1 | FLEX DUCT | 350 | . | . | . | VARCF-305 | NO
FLEX DUCT | 15 | 0 | . | 1 | FLEX DUCT | 300 | . | . | . | VARCF-304/305 | NO
FLEX DUCT | 15 | 0 | . | 1 | FLEX DUCT | 300 | . | . | . | VARCF-304/305 | NO
FLEX DUCT | 15 | 0 | . | 1 | FLEX DUCT | 150 | . | . | . | VARCF-304/305 | NO
FLEX DUCT | 15 | 0 | . | 1 | FLEX DUCT | 250 | . | . | . | VARCF-304/305 | NO
FLEX DUCT | 15 | 0 | . | 1 | FLEX DUCT | 150 | . | . | . | VARCF-304 | NO
FLEX DUCT | 15 | 0 | . | 1 | FLEX DUCT | 150 | . | . | . | VARCF-305 | NO
FLEX DUCT | 15 | 0 | . | 1 | FLEX DUCT | 150 | . | . | . | VARCF-305 | NO
FLEX DUCT | 15 | 0 | . | 1 | FLEX DUCT | 150 | . | . | . | VARCF-304 | NO
FLEX DUCT | 15 | 0 | . | 1 | FLEX DUCT | 300 | . | . | . | VARCF-304 | NO
FLEX DUCT | 15 | 0 | . | 1 | FLEX DUCT | 300 | . | . | . | VARCF-305 | NO
FLEX DUCT | 15 | 0 | . | 1 | FLEX DUCT | 250 | . | . | . | VARCF-304/305 | NO
FLEX DUCT | 15 | 0 | . | 1 | FLEX DUCT | 250 | . | . | . | VARCF-304/305 | NO
FLEX DUCT | 15 | 0 | . | 1 | FLEX DUCT | 250 | . | . | . | VARCF-304/305 | NO
FLEX DUCT | 15 | 0 | . | 1 | FLEX DUCT | 250 | . | . | . | VARCF-304/305 | NO
FLEX DUCT | 15 | 0 | . | 1 | FLEX DUCT | 200 | . | . | . | VARCF-304/305 | NO
FLEX DUCT | 15 | 0 | . | 1 | FLEX DUCT | 200 | . | . | . | VARCF-304/305 | NO
FLEX DUCT | 15 | 0 | . | 1 | FLEX DUCT | 200 | . | . | . | VARCF-304/305 | NO
FLEX DUCT | 15 | 0 | . | 1 | FLEX DUCT | 200 | . | . | . | VARCF-304/305 | NO
FLEX DUCT | 15 | 0 | . | 1 | FLEX DUCT | 200 | . | . | . | VARCF-304/305 | NO
FLEX DUCT | 15 | 0 | . | 1 | FLEX DUCT | 200 | . | . | . | VARCF-304/305 | NO
FLEX DUCT | 15 | 0 | . | 1 | FLEX DUCT | 200 | . | . | . | VARCF-304/305 | NO
FLEX DUCT | 15 | 0 | . | 1 | FLEX DUCT | 200 | . | . | . | VARCF-304/305 | NO
FLEX DUCT | 15 | 0 | . | 1 | FLEX DUCT | 150 | . | . | . | VARCF-302/304 | NO
FLEX DUCT | 15 | 0 | . | 1 | FLEX DUCT | 250 | . | . | . | VARCF-304 | NO
FLEX DUCT | 15 | 0 | . | 1 | FLEX DUCT | 250 | . | . | . | VARCF-302 | NO
FLEX DUCT | 15 | 0 | . | 1 | FLEX DUCT | 150 | . | . | . | VARCF-304 | NO
FLEX DUCT | 15 | 0 | . | 1 | FLEX DUCT | 150 | . | . | . | VARCF-302 | NO
FLEX DUCT | 15 | 0 | . | 1 | FLEX DUCT | 150 | . | . | . | VARCF-304 | NO
FLEX DUCT | 15 | 0 | . | 1 | FLEX DUCT | 150 | . | . | . | VARCF-302 | NO
FLEX DUCT | 15 | 0 | . | 1 | FLEX DUCT | 250 | . | . | . | VARCF-302/304 | NO
FLEX DUCT | 15 | 0 | . | 1 | FLEX DUCT | 200 | . | . | . | VARCF-304 | NO
FLEX DUCT | 15 | 0 | . | 1 | FLEX DUCT | 200 | . | . | . | VARCF-302 | NO
FLEX DUCT | 15 | 0 | . | 1 | FLEX DUCT | 200 | . | . | . | VARCF-302/304 | NO
FLEX DUCT | 15 | 0 | . | 1 | FLEX DUCT | 200 | . | . | . | VARCF-302/304 | NO
FLEX DUCT | 15 | 0 | . | 1 | FLEX DUCT | 200 | . | . | . | VARCF-302/304 | NO
FLEX DUCT | 15 | 0 | . | 1 | FLEX DUCT | 150 | . | . | . | VARCF-302 | NO
FLEX DUCT | 15 | 0 | . | 1 | FLEX DUCT | 150 | . | . | . | VARCF-304 | NO
FLEX DUCT | 15 | 0 | . | 1 | FLEX DUCT | 250 | . | . | . | VFC-344 | NO
FLEX DUCT | 15 | 0 | . | 1 | FLEX DUCT | 250 | . | . | . | VFC-344 | NO
FLEX DUCT | 15 | 0 | . | 1 | FLEX DUCT | 250 | . | . | . | VFC-344 | NO
FLEX DUCT | 15 | 0 | . | 1 | FLEX DUCT | 250 | . | . | . | VFC-344 | NO
FLEX DUCT | 15 | 0 | . | 1 | FLEX DUCT | 300 | . | . | . | VARCF-304 | NO
FLEX DUCT | 15 | 0 | . | 1 | FLEX DUCT | 300 | . | . | . | VARCF-305 | NO
FLEX DUCT | 15 | 0 | . | 1 | FLEX DUCT | 250 | . | . | . | VARCF-304 | NO
FLEX DUCT | 15 | 0 | . | 1 | FLEX DUCT | 250 | . | . | . | VARCF-305 | NO
FLEX DUCT | 15 | 0 | . | 1 | FLEX DUCT | 250 | . | . | . | VARCF-304 | NO
FLEX DUCT | 15 | 0 | . | 1 | FLEX DUCT | 250 | . | . | . | VARCF-305 | NO
FLEX DUCT | 15 | 0 | . | 1 | FLEX DUCT | 200 | . | . | . | VARCF-304 | NO
FLEX DUCT | 15 | 0 | . | 1 | FLEX DUCT | 200 | . | . | . | VARCF-305 | NO
FLEX DUCT | 15 | 0 | . | 1 | FLEX DUCT | 150 | . | . | . | VARCF-302/304 | NO
FLEX DUCT | 15 | 0 | . | 2 | FLEX DUCT | 250 | . | . | . | VARCF-304 | NO
FLEX DUCT | 16 | 0 | . | 1 | FLEX DUCT | 250 | . | . | . | VARCF-302/304 | NO
FLEX DUCT | 16 | 0 | . | 1 | FLEX DUCT | 250 | . | . | . | VARCF-302/304 | NO
FLEX DUCT | 16 | 0 | . | 1 | FLEX DUCT | 250 | . | . | . | VARCF-302/304 | NO
FLEX DUCT | 16 | 0 | . | 1 | FLEX DUCT | 250 | . | . | . | VARCF-304 | NO
FLEX DUCT | 16 | 0 | . | 1 | FLEX DUCT | 250 | . | . | . | VARCF-302 | NO
FLEX DUCT | 16 | 0 | . | 1 | FLEX DUCT | 150 | . | . | . | VARCF-304 | NO
FLEX DUCT | 16 | 0 | . | 1 | FLEX DUCT | 150 | . | . | . | VARCF-302 | NO
FLEX DUCT | 16 | 0 | . | 1 | FLEX DUCT | 150 | . | . | . | VARCF-302/304 | NO
FLEX DUCT | 16 | 0 | . | 1 | FLEX DUCT | 150 | . | . | . | VARCF-302/304 | NO
FLEX DUCT | 16 | 0 | . | 1 | FLEX DUCT | 150 | . | . | . | VARCF-304 | NO
FLEX DUCT | 16 | 0 | . | 1 | FLEX DUCT | 150 | . | . | . | VARCF-302 | NO
FLEX DUCT | 16 | 0 | . | 1 | FLEX DUCT | 150 | . | . | . | VARCF-304 | NO
FLEX DUCT | 16 | 0 | . | 1 | FLEX DUCT | 150 | . | . | . | VARCF-302 | NO
FLEX DUCT | 16 | 0 | . | 1 | FLEX DUCT | 150 | . | . | . | VARCF-302 | NO
FLEX DUCT | 16 | 0 | . | 1 | FLEX DUCT | 150 | . | . | . | VARCF-304 | NO
FLEX DUCT | 16 | 0 | . | 1 | FLEX DUCT | 150 | . | . | . | VARCF-304 | NO
FLEX DUCT | 16 | 0 | . | 1 | FLEX DUCT | 150 | . | . | . | VARCF-302 | NO
FLEX DUCT | 16 | 0 | . | 1 | FLEX DUCT | 150 | . | . | . | VARCF-304 | NO
FLEX DUCT | 16 | 0 | . | 1 | FLEX DUCT | 150 | . | . | . | VARCF-302 | NO
FLEX DUCT | 16 | 0 | . | 1 | FLEX DUCT | 150 | . | . | . | VARCF-302 | NO
FLEX DUCT | 16 | 0 | . | 1 | FLEX DUCT | 150 | . | . | . | VARCF-304 | NO
FLEX DUCT | 16 | 0 | . | 1 | FLEX DUCT | 150 | . | . | . | VARCF-304 | NO
FLEX DUCT | 16 | 0 | . | 1 | FLEX DUCT | 150 | . | . | . | VARCF-302 | NO
FLEX DUCT | 16 | 0 | . | 1 | FLEX DUCT | 150 | . | . | . | VARCF-302 | NO
FLEX DUCT | 16 | 0 | . | 1 | FLEX DUCT | 150 | . | . | . | VARCF-304 | NO
FLEX DUCT | 16 | 0 | . | 1 | FLEX DUCT | 150 | . | . | . | VARCF-302 | NO
FLEX DUCT | 16 | 0 | . | 1 | FLEX DUCT | 150 | . | . | . | VARCF-304 | NO
FLEX DUCT | 16 | 0 | . | 1 | FLEX DUCT | 150 | . | . | . | VARCF-304 | NO
FLEX DUCT | 16 | 0 | . | 1 | FLEX DUCT | 150 | . | . | . | VARCF-302 | NO
FLEX DUCT | 16 | 0 | . | 1 | FLEX DUCT | 150 | . | . | . | VARCF-302 | NO
FLEX DUCT | 16 | 0 | . | 1 | FLEX DUCT | 150 | . | . | . | VARCF-304 | NO
FLEX DUCT | 16 | 0 | . | 1 | FLEX DUCT | 150 | . | . | . | VARCF-302 | NO
FLEX DUCT | 16 | 0 | . | 1 | FLEX DUCT | 150 | . | . | . | VARCF-304 | NO
FLEX DUCT | 16 | 0 | . | 1 | FLEX DUCT | 150 | . | . | . | VARCF-302 | NO
FLEX DUCT | 16 | 0 | . | 1 | FLEX DUCT | 150 | . | . | . | VARCF-304 | NO
FLEX DUCT | 16 | 0 | . | 1 | FLEX DUCT | 150 | . | . | . | VARCF-304 | NO
FLEX DUCT | 16 | 0 | . | 1 | FLEX DUCT | 150 | . | . | . | VARCF-302 | NO
FLEX DUCT | 16 | 0 | . | 1 | FLEX DUCT | 150 | . | . | . | VARCF-302 | NO
FLEX DUCT | 16 | 0 | . | 1 | FLEX DUCT | 150 | . | . | . | VARCF-304 | NO
FLEX DUCT | 16 | 0 | . | 1 | FLEX DUCT | 150 | . | . | . | VARCF-302 | NO
FLEX DUCT | 16 | 0 | . | 1 | FLEX DUCT | 200 | . | . | . | VARCF-302/304 | NO
FLEX DUCT | 16 | 0 | . | 1 | FLEX DUCT | 200 | . | . | . | VARCF-302/304 | NO
FLEX DUCT | 16 | 0 | . | 1 | FLEX DUCT | 200 | . | . | . | VARCF-304 | NO
FLEX DUCT | 16 | 0 | . | 1 | FLEX DUCT | 200 | . | . | . | VARCF-302 | NO
FLEX DUCT | 16 | 0 | . | 1 | FLEX DUCT | 200 | . | . | . | VARCF-304 | NO
FLEX DUCT | 16 | 0 | . | 1 | FLEX DUCT | 200 | . | . | . | VARCF-302 | NO
FLEX DUCT | 16 | 0 | . | 1 | FLEX DUCT | 200 | . | . | . | VARCF-302/304 | NO
FLEX DUCT | 16 | 0 | . | 1 | FLEX DUCT | 200 | . | . | . | VARCF-302/304 | NO
FLEX DUCT | 16 | 0 | . | 1 | FLEX DUCT | 200 | . | . | . | VARCF-302/304 | NO
FLEX DUCT | 16 | 0 | . | 1 | FLEX DUCT | 200 | . | . | . | VARCF-302/304 | NO
FLEX DUCT | 16 | 0 | . | 1 | FLEX DUCT | 250 | . | . | . | VARCF-302/304 | NO
FLEX DUCT | 16 | 0 | . | 1 | FLEX DUCT | 200 | . | . | . | VARCF-302/304 | NO
FLEX DUCT | 16 | 0 | . | 1 | FLEX DUCT | 200 | . | . | . | VARCF-302 | NO
FLEX DUCT | 16 | 0 | . | 1 | FLEX DUCT | 200 | . | . | . | VARCF-302 | NO
FLEX DUCT | 16 | 0 | . | 1 | FLEX DUCT | 200 | . | . | . | VARCF-304 | NO
FLEX DUCT | 16 | 0 | . | 1 | FLEX DUCT | 200 | . | . | . | VARCF-302 | NO
FLEX DUCT | 16 | 0 | . | 1 | FLEX DUCT | 200 | . | . | . | VARCF-304 | NO
FLEX DUCT | 16 | 0 | . | 1 | FLEX DUCT | 250 | . | . | . | VARCF-302/304 | NO
FLEX DUCT | 16 | 0 | . | 1 | FLEX DUCT | 200 | . | . | . | VARCF-302/304 | NO
FLEX DUCT | 16 | 0 | . | 1 | FLEX DUCT | 200 | . | . | . | VARCF-302/304 | NO
FLEX DUCT | 16 | 0 | . | 1 | FLEX DUCT | 200 | . | . | . | VARCF-302/304 | NO
FLEX DUCT | 16 | 0 | . | 1 | FLEX DUCT | 200 | . | . | . | VARCF-302 | NO
FLEX DUCT | 16 | 0 | . | 1 | FLEX DUCT | 200 | . | . | . | VARCF-304 | NO
FLEX DUCT | 16 | 0 | . | 1 | FLEX DUCT | 200 | . | . | . | VARCF-302/304 | NO
FLEX DUCT | 16 | 0 | . | 1 | FLEX DUCT | 200 | . | . | . | VARCF-302 | NO
FLEX DUCT | 16 | 0 | . | 1 | FLEX DUCT | 200 | . | . | . | VARCF-304 | NO
FLEX DUCT | 16 | 0 | . | 1 | FLEX DUCT | 250 | . | . | . | VARCF-302/304 | NO
FLEX DUCT | 16 | 0 | . | 1 | FLEX DUCT | 250 | . | . | . | VARCF-302/304 | NO
FLEX DUCT | 16 | 0 | . | 1 | FLEX DUCT | 250 | . | . | . | VARCF-302/304 | NO
FLEX DUCT | 16 | 0 | . | 1 | FLEX DUCT | 250 | . | . | . | VARCF-302/304 | NO
FLEX DUCT | 16 | 0 | . | 1 | FLEX DUCT | 250 | . | . | . | VARCF-302/304 | NO
FLEX DUCT | 16 | 0 | . | 1 | FLEX DUCT | 250 | . | . | . | VARCF-302/304 | NO
FLEX DUCT | 16 | 0 | . | 1 | FLEX DUCT | 250 | . | . | . | VARCF-302/304 | NO
FLEX DUCT | 16 | 0 | . | 1 | FLEX DUCT | 250 | . | . | . | VARCF-302/304 | NO
FLEX DUCT | 16 | 0 | . | 1 | FLEX DUCT | 250 | . | . | . | VARCF-302/304 | NO
FLEX DUCT | 16 | 0 | . | 1 | FLEX DUCT | 250 | . | . | . | VARCF-302/304 | NO
FLEX DUCT | 16 | 0 | . | 1 | FLEX DUCT | 250 | . | . | . | VARCF-302/304 | NO
FLEX DUCT | 16 | 0 | . | 1 | FLEX DUCT | 350 | . | . | . | VARCF-302 | NO
FLEX DUCT | 16 | 0 | . | 1 | FLEX DUCT | 350 | . | . | . | VARCF-304 | NO
FLEX DUCT | 16 | 0 | . | 1 | FLEX DUCT | 300 | . | . | . | VARCF-302/304 | NO
FLEX DUCT | 16 | 0 | . | 1 | FLEX DUCT | 300 | . | . | . | VARCF-302/304 | NO
FLEX DUCT | 16 | 0 | . | 1 | FLEX DUCT | 300 | . | . | . | VARCF-302/304 | NO
FLEX DUCT | 16 | 0 | . | 1 | FLEX DUCT | 300 | . | . | . | VARCF-302/304 | NO
FLEX DUCT | 16 | 0 | . | 1 | FLEX DUCT | 200 | . | . | . | VARCF-302/304 | NO
FLEX DUCT | 16 | 0 | . | 1 | FLEX DUCT | 200 | . | . | . | VARCF-302/304 | NO
FLEX DUCT | 16 | 0 | . | 1 | FLEX DUCT | 200 | . | . | . | VARCF-302/304 | NO
FLEX DUCT | 16 | 0 | . | 1 | FLEX DUCT | 200 | . | . | . | VARCF-302/304 | NO
FLEX DUCT | 16 | 0 | . | 1 | FLEX DUCT | 200 | . | . | . | VARCF-302/304 | NO
FLEX DUCT | 16 | 0 | . | 1 | FLEX DUCT | 200 | . | . | . | VARCF-302/304 | NO
FLEX DUCT | 16 | 0 | . | 1 | FLEX DUCT | 200 | . | . | . | VARCF-302/304 | NO
FLEX DUCT | 16 | 0 | . | 1 | FLEX DUCT | 200 | . | . | . | VARCF-302/304 | NO
FLEX DUCT | 16 | 0 | . | 1 | FLEX DUCT | 200 | . | . | . | VARCF-302/304 | NO
FLEX DUCT | 16 | 0 | . | 1 | FLEX DUCT | 200 | . | . | . | VARCF-302/304 | NO
FLEX DUCT | 16 | 0 | . | 1 | FLEX DUCT | 200 | . | . | . | VARCF-302/304 | NO
FLEX DUCT | 16 | 0 | . | 1 | FLEX DUCT | 200 | . | . | . | VARCF-302/304 | NO
FLEX DUCT | 16 | 0 | . | 1 | FLEX DUCT | 200 | . | . | . | VARCF-302/304 | NO
FLEX DUCT | 16 | 0 | . | 1 | FLEX DUCT | 200 | . | . | . | VARCF-302/304 | NO
FLEX DUCT | 16 | 0 | . | 1 | FLEX DUCT | 200 | . | . | . | VARCF-302/304 | NO
FLEX DUCT | 16 | 0 | . | 1 | FLEX DUCT | 200 | . | . | . | VARCF-302/304 | NO
FLEX DUCT | 16 | 0 | . | 1 | FLEX DUCT | 200 | . | . | . | VARCF-302/304 | NO
FLEX DUCT | 16 | 0 | . | 1 | FLEX DUCT | 200 | . | . | . | VARCF-302/304 | NO
FLEX DUCT | 16 | 0 | . | 1 | FLEX DUCT | 350 | . | . | . | VARCF-304 | NO
FLEX DUCT | 16 | 0 | . | 1 | FLEX DUCT | 350 | . | . | . | VARCF-302 | NO
FLEX DUCT | 16 | 0 | . | 1 | FLEX DUCT | 350 | . | . | . | VARCF-304 | NO
FLEX DUCT | 16 | 0 | . | 1 | FLEX DUCT | 350 | . | . | . | VARCF-302 | NO
FLEX DUCT | 16 | 0 | . | 1 | FLEX DUCT | 350 | . | . | . | VARCF-304 | NO
FLEX DUCT | 16 | 0 | . | 1 | FLEX DUCT | 350 | . | . | . | VARCF-302 | NO
FLEX DUCT | 16 | 0 | . | 1 | FLEX DUCT | 200 | . | . | . | VARCF-302/304 | NO
FLEX DUCT | 16 | 0 | . | 1 | FLEX DUCT | 350 | . | . | . | VARCF-302/304 | NO
FLEX DUCT | 16 | 0 | . | 1 | FLEX DUCT | 200 | . | . | . | VARCF-304 | NO
FLEX DUCT | 16 | 0 | . | 1 | FLEX DUCT | 200 | . | . | . | VARCF-302 | NO
FLEX DUCT | 16 | 0 | . | 1 | FLEX DUCT | 250 | . | . | . | VARCF-304 | NO
FLEX DUCT | 16 | 0 | . | 1 | FLEX DUCT | 250 | . | . | . | VARCF-302 | NO
FLEX DUCT | 16 | 0 | . | 1 | FLEX DUCT | 300 | . | . | . | VARCF-302/304 | NO
FLEX DUCT | 16 | 0 | . | 1 | FLEX DUCT | 300 | . | . | . | VARCF-302/304 | NO
FLEX DUCT | 16 | 0 | . | 1 | FLEX DUCT | 350 | . | . | . | VARCF-302/304 | NO
FLEX DUCT | 16 | 0 | . | 1 | FLEX DUCT | 200 | . | . | . | VARCF-302 | NO
FLEX DUCT | 16 | 0 | . | 1 | FLEX DUCT | 200 | . | . | . | VARCF-304 | NO
FLEX DUCT | 16 | 0 | . | 1 | FLEX DUCT | 350 | . | . | . | VARCF-302/304 | NO
FLEX DUCT | 16 | 0 | . | 1 | FLEX DUCT | 150 | . | . | . | VARCF-304 | NO
FLEX DUCT | 12 | 0 | . | 1 | FLEX DUCT | 150 | . | . | . | VARCF-305 | NO
FLEX DUCT | 12 | 0 | . | 1 | FLEX DUCT | 250 | . | . | . | VARCF-304 | NO
FLEX DUCT | 12 | 0 | . | 1 | FLEX DUCT | 200 | . | . | . | VARCF-304 | NO
FLEX DUCT | 12 | 0 | . | 1 | FLEX DUCT | 150 | . | . | . | VARCF-305 | NO
FLEX DUCT | 12 | 0 | . | 1 | FLEX DUCT | 150 | . | . | . | VARCF-304 | NO
FLEX DUCT | 12 | 0 | . | 1 | FLEX DUCT | 150 | . | . | . | VARCF-305 | NO
FLEX DUCT | 12 | 0 | . | 1 | FLEX DUCT | 150 | . | . | . | VARCF-304 | NO
FLEX DUCT | 12 | 0 | . | 1 | FLEX DUCT | 150 | . | . | . | VARCF-305 | NO
FLEX DUCT | 12 | 0 | . | 1 | FLEX DUCT | 150 | . | . | . | VARCF-304 | NO
FLEX DUCT | 12 | 0 | . | 1 | FLEX DUCT | 200 | . | . | . | VARCF-304 | NO
FLEX DUCT | 12 | 0 | . | 1 | FLEX DUCT | 200 | . | . | . | VARCF-304 | NO
FLEX DUCT | 12 | 0 | . | 1 | FLEX DUCT | 200 | . | . | . | VARCF-304 | NO
FLEX DUCT | 12 | 0 | . | 1 | FLEX DUCT | 200 | . | . | . | VARCF-304 | NO
FLEX DUCT | 12 | 0 | . | 1 | FLEX DUCT | 200 | . | . | . | VARCF-304 | NO
FLEX DUCT | 12 | 0 | . | 1 | FLEX DUCT | 200 | . | . | . | VARCF-304 | NO
FLEX DUCT | 12 | 0 | . | 1 | FLEX DUCT | 300 | . | . | . | VARCF-304/305 | NO
FLEX DUCT | 12 | 0 | . | 1 | FLEX DUCT | 150 | . | . | . | VARCF-305 | NO
FLEX DUCT | 12 | 0 | . | 1 | FLEX DUCT | 150 | . | . | . | VARCF-304 | NO
FLEX DUCT | 12 | 0 | . | 1 | FLEX DUCT | 150 | . | . | . | VARCF-305 | NO
FLEX DUCT | 12 | 0 | . | 1 | FLEX DUCT | 150 | . | . | . | VARCF-304 | NO
FLEX DUCT | 12 | 0 | . | 1 | FLEX DUCT | 150 | . | . | . | VARCF-305 | NO
FLEX DUCT | 12 | 0 | . | 1 | FLEX DUCT | 150 | . | . | . | VARCF-304 | NO
FLEX DUCT | 12 | 0 | . | 1 | FLEX DUCT | 150 | . | . | . | VARCF-305 | NO
FLEX DUCT | 12 | 0 | . | 1 | FLEX DUCT | 150 | . | . | . | VARCF-304 | NO
FLEX DUCT | 12 | 0 | . | 1 | FLEX DUCT | 300 | . | . | . | VARCF-304/305 | NO
FLEX DUCT | 12 | 0 | . | 1 | FLEX DUCT | 250 | . | . | . | VARCF-305 | NO
FLEX DUCT | 12 | 0 | . | 1 | FLEX DUCT | 250 | . | . | . | VARCF-304 | NO
FLEX DUCT | 12 | 0 | . | 1 | FLEX DUCT | 250 | . | . | . | VARCF-304 | NO
FLEX DUCT | 12 | 0 | . | 1 | FLEX DUCT | 250 | . | . | . | VARCF-305 | NO
FLEX DUCT | 12 | 0 | . | 4 | FLEX DUCT | 200 | . | . | . | VARCF-304/305 | NO
FLEX DUCT | 12 | 0 | . | 4 | FLEX DUCT | 200 | . | . | . | VARCF-304 | NO
FLEX DUCT | 12 | 0 | . | 6 | FLEX DUCT | 150 | . | . | . | VARCF-302/304 | NO
FLEX DUCT | 12 | 0 | . | 4 | FLEX DUCT | 250 | . | . | . | VARCF-302/304 | NO
FLEX DUCT | 12 | 0 | . | 1 | FLEX DUCT | 250 | . | . | . | VARCF-302 | NO
FLEX DUCT | 12 | 0 | . | 1 | FLEX DUCT | 250 | . | . | . | VARCF-304 | NO
FLEX DUCT | 12 | 0 | . | 1 | FLEX DUCT | 200 | . | . | . | VARCF-302 | NO
FLEX DUCT | 12 | 0 | . | 1 | FLEX DUCT | 200 | . | . | . | VARCF-304 | NO
FLEX DUCT | 12 | 0 | . | 12 | FLEX DUCT | 300 | . | . | . | VARCF-304/305 | NO
FLEX DUCT | 12 | 0 | . | 1 | FLEX DUCT | 150 | . | . | . | VARCF-304 | NO
FLEX DUCT | 12 | 0 | . | 1 | FLEX DUCT | 150 | . | . | . | VARCF-305 | NO
FLEX DUCT | 12 | 0 | . | 1 | FLEX DUCT | 150 | . | . | . | VARCF-305 | NO
FLEX DUCT | 12 | 0 | . | 1 | FLEX DUCT | 150 | . | . | . | VARCF-304 | NO
FLEX DUCT | 12 | 0 | . | 1 | FLEX DUCT | 150 | . | . | . | VARCF-304/305 | NO
FLEX DUCT | 12 | 0 | . | 1 | FLEX DUCT | 150 | . | . | . | VARCF-304/305 | NO
FLEX DUCT | 12 | 0 | . | 1 | FLEX DUCT | 150 | . | . | . | VARCF-305 | NO
FLEX DUCT | 12 | 0 | . | 1 | FLEX DUCT | 150 | . | . | . | VARCF-304 | NO
FLEX DUCT | 12 | 0 | . | 1 | FLEX DUCT | 150 | . | . | . | VARCF-305 | NO
FLEX DUCT | 12 | 0 | . | 1 | FLEX DUCT | 150 | . | . | . | VARCF-304 | NO
FLEX DUCT | 12 | 0 | . | 1 | FLEX DUCT | 150 | . | . | . | VARCF-304/305 | NO
FLEX DUCT | 12 | 0 | . | 1 | FLEX DUCT | 200 | . | . | . | VARCF-304 | NO
FLEX DUCT | 12 | 0 | . | 1 | FLEX DUCT | 200 | . | . | . | VARCF-305 | NO
FLEX DUCT | 12 | 0 | . | 4 | FLEX DUCT | 300 | . | . | . | VARCF-304/305 | NO
FLEX DUCT | 12 | 0 | . | 1 | FLEX DUCT | 350 | . | . | . | VARCF-304 | NO
FLEX DUCT | 12 | 0 | . | 1 | FLEX DUCT | 350 | . | . | . | VARCF-305 | NO
FLEX DUCT | 12 | 0 | . | 1 | FLEX DUCT | 350 | . | . | . | VARCF-305 | NO
FLEX DUCT | 12 | 0 | . | 1 | FLEX DUCT | 350 | . | . | . | VARCF-304 | NO
FLEX DUCT | 12 | 0 | . | 2 | FLEX DUCT | 300 | . | . | . | VARCF-304 | NO
FLEX DUCT | 12 | 0 | . | 1 | FLEX DUCT | 250 | . | . | . | VARCF-304 | NO
FLEX DUCT | 12 | 0 | . | 1 | FLEX DUCT | 250 | . | . | . | VARCF-305 | NO
FLEX DUCT | 12 | 0 | . | 1 | FLEX DUCT | 250 | . | . | . | VARCF-304 | NO
FLEX DUCT | 12 | 0 | . | 1 | FLEX DUCT | 250 | . | . | . | VARCF-305 | NO
FLEX DUCT | 12 | 0 | . | 1 | FLEX DUCT | 250 | . | . | . | VARCF-304/305 | NO
FLEX DUCT | 12 | 0 | . | 1 | FLEX DUCT | 250 | . | . | . | VARCF-304/305 | NO
FLEX DUCT | 12 | 0 | . | 1 | FLEX DUCT | 150 | . | . | . | VARCF-304/305 | NO
FLEX DUCT | 12 | 0 | . | 1 | FLEX DUCT | 150 | . | . | . | VARCF-304 | NO
FLEX DUCT | 12 | 0 | . | 1 | FLEX DUCT | 150 | . | . | . | VARCF-305 | NO
FLEX DUCT | 12 | 0 | . | 1 | FLEX DUCT | 350 | . | . | . | VARCF-305 | NO
FLEX DUCT | 12 | 0 | . | 1 | FLEX DUCT | 350 | . | . | . | VARCF-304 | NO
FLEX DUCT | 12 | 0 | . | 1 | FLEX DUCT | 250 | . | . | . | VARCF-304 | NO
FLEX DUCT | 12 | 0 | . | 1 | FLEX DUCT | 250 | . | . | . | VARCF-305 | NO
FLEX DUCT | 12 | 0 | . | 1 | FLEX DUCT | 150 | . | . | . | VARCF-304 | NO
FLEX DUCT | 12 | 0 | . | 1 | FLEX DUCT | 150 | . | . | . | VARCF-305 | NO
FLEX DUCT | 12 | 0 | . | 1 | FLEX DUCT | 150 | . | . | . | VARCF-304 | NO
FLEX DUCT | 12 | 0 | . | 1 | FLEX DUCT | 150 | . | . | . | VARCF-305 | NO
FLEX DUCT | 12 | 0 | . | 1 | FLEX DUCT | 150 | . | . | . | VARCF-304 | NO
FLEX DUCT | 12 | 0 | . | 1 | FLEX DUCT | 150 | . | . | . | VARCF-305 | NO
FLEX DUCT | 12 | 0 | . | 1 | FLEX DUCT | 150 | . | . | . | VARCF-304 | NO
FLEX DUCT | 12 | 0 | . | 4 | FLEX DUCT | 250 | . | . | . | VARCF-304 | NO
FLEX DUCT | 12 | 0 | . | 1 | FLEX DUCT | 200 | . | . | . | VARCF-305 | NO
FLEX DUCT | 12 | 0 | . | 1 | FLEX DUCT | 200 | . | . | . | VARCF-304 | NO
FLEX DUCT | 12 | 0 | . | 1 | FLEX DUCT | 250 | . | . | . | VARCF-305 | NO
FLEX DUCT | 12 | 0 | . | 1 | FLEX DUCT | 250 | . | . | . | VARCF-304 | NO
FLEX DUCT | 12 | 0 | . | 1 | FLEX DUCT | 150 | . | . | . | VARCF-304 | NO
FLEX DUCT | 12 | 0 | . | 1 | FLEX DUCT | 150 | . | . | . | VARCF-305 | NO
FLEX DUCT | 12 | 0 | . | 1 | FLEX DUCT | 250 | . | . | . | VARCF-304 | NO
FLEX DUCT | 12 | 0 | . | 1 | FLEX DUCT | 200 | . | . | . | VARCF-304 | NO
FLEX DUCT | 12 | 0 | . | 1 | FLEX DUCT | 200 | . | . | . | VARCF-304 | NO
FLEX DUCT | 12 | 0 | . | 1 | FLEX DUCT | 200 | . | . | . | VARCF-304 | NO
FLEX DUCT | 12 | 0 | . | 1 | FLEX DUCT | 200 | . | . | . | VARCF-305 | NO
FLEX DUCT | 12 | 0 | . | 1 | FLEX DUCT | 250 | . | . | . | VARCF-305 | NO
FLEX DUCT | 12 | 0 | . | 1 | FLEX DUCT | 250 | . | . | . | VARCF-304 | NO
FLEX DUCT | 12 | 0 | . | 1 | FLEX DUCT | 200 | . | . | . | VARCF-302/304 | NO
FLEX DUCT | 12 | 0 | . | 1 | FLEX DUCT | 150 | . | . | . | VARCF-304 | NO
FLEX DUCT | 12 | 0 | . | 1 | FLEX DUCT | 150 | . | . | . | VARCF-302 | NO
FLEX DUCT | 12 | 0 | . | 1 | FLEX DUCT | 200 | . | . | . | VARCF-302 | NO
FLEX DUCT | 12 | 0 | . | 1 | FLEX DUCT | 200 | . | . | . | VARCF-304 | NO
FLEX DUCT | 12 | 0 | . | 1 | FLEX DUCT | 200 | . | . | . | VARCF-302/304 | NO
FLEX DUCT | 12 | 0 | . | 1 | FLEX DUCT | 200 | . | . | . | VARCF-302/304 | NO
FLEX DUCT | 12 | 0 | . | 4 | FLEX DUCT | 250 | . | . | . | VFC-345 | NO
FLEX DUCT | 12 | 0 | . | 1 | FLEX DUCT | 250 | . | . | . | VARCF-304 | NO
FLEX DUCT | 12 | 0 | . | 5 | FLEX DUCT | 200 | . | . | . | VARCF-304 | NO
FLEX DUCT | 12 | 0 | . | 2 | FLEX DUCT | 200 | . | . | . | VARCF-302/304 | NO
FLEX DUCT | 12 | 0 | . | 2 | FLEX DUCT | 250 | . | . | . | VARCF-302/304 | NO
FLEX DUCT | 12 | 0 | . | 1 | FLEX DUCT | 200 | . | . | . | VARCF-302/304 | NO
FLEX DUCT | 12 | 0 | . | 1 | FLEX DUCT | 150 | . | . | . | VARCF-302 | NO
FLEX DUCT | 12 | 0 | . | 1 | FLEX DUCT | 150 | . | . | . | VARCF-302 | NO
FLEX DUCT | 12 | 0 | . | 1 | FLEX DUCT | 150 | . | . | . | VARCF-302 | NO
FLEX DUCT | 12 | 0 | . | 1 | FLEX DUCT | 150 | . | . | . | VARCF-304 | NO
FLEX DUCT | 12 | 0 | . | 1 | FLEX DUCT | 200 | . | . | . | VARCF-304 | NO
FLEX DUCT | 13 | 0 | . | 1 | FLEX DUCT | 150 | . | . | . | VARCF-304 | NO
FLEX DUCT | 13 | 0 | . | 1 | FLEX DUCT | 150 | . | . | . | VARCF-302 | NO
FLEX DUCT | 13 | 0 | . | 1 | FLEX DUCT | 200 | . | . | . | VARCF-302/304 | NO
FLEX DUCT | 13 | 0 | . | 1 | FLEX DUCT | 150 | . | . | . | VARCF-304 | NO
FLEX DUCT | 13 | 0 | . | 1 | FLEX DUCT | 150 | . | . | . | VARCF-302 | NO
FLEX DUCT | 13 | 0 | . | 4 | FLEX DUCT | 250 | . | . | . | VARCF-302/304 | NO
FLEX DUCT | 13 | 0 | . | 1 | FLEX DUCT | 350 | . | . | . | VARCF-304 | NO
FLEX DUCT | 13 | 0 | . | 1 | FLEX DUCT | 350 | . | . | . | VARCF-302 | NO
FLEX DUCT | 13 | 0 | . | 1 | FLEX DUCT | 350 | . | . | . | VARCF-302 | NO
FLEX DUCT | 13 | 0 | . | 1 | FLEX DUCT | 350 | . | . | . | VARCF-304 | NO
FLEX DUCT | 13 | 0 | . | 1 | FLEX DUCT | 250 | . | . | . | VARCF-302/304 | NO
FLEX DUCT | 13 | 0 | . | 2 | FLEX DUCT | 250 | . | . | . | VARCF-302/304 | NO
FLEX DUCT | 13 | 0 | . | 1 | FLEX DUCT | 350 | . | . | . | VARCF-302 | NO
FLEX DUCT | 13 | 0 | . | 1 | FLEX DUCT | 350 | . | . | . | VARCF-304 | NO
FLEX DUCT | 13 | 0 | . | 4 | FLEX DUCT | 300 | . | . | . | VARCF-302/304 | NO
FLEX DUCT | 13 | 0 | . | 4 | FLEX DUCT | 300 | . | . | . | VARCF-302/304 | NO
FLEX DUCT | 13 | 0 | . | 1 | FLEX DUCT | 350 | . | . | . | VARCF-304 | NO
FLEX DUCT | 13 | 0 | . | 1 | FLEX DUCT | 350 | . | . | . | VARCF-302 | NO
FLEX DUCT | 13 | 0 | . | 1 | FLEX DUCT | 350 | . | . | . | VARCF-302 | NO
FLEX DUCT | 13 | 0 | . | 1 | FLEX DUCT | 350 | . | . | . | VARCF-304 | NO
FLEX DUCT | 13 | 0 | . | 8 | FLEX DUCT | 300 | . | . | . | VARCF-302/304 | NO
FLEX DUCT | 13 | 0 | . | 1 | FLEX DUCT | 350 | . | . | . | VARCF-304 | NO
FLEX DUCT | 13 | 0 | . | 1 | FLEX DUCT | 350 | . | . | . | VARCF-302 | NO
FLEX DUCT | 13 | 0 | . | 1 | FLEX DUCT | 250 | . | . | . | VARCF-302 | NO
FLEX DUCT | 13 | 0 | . | 1 | FLEX DUCT | 250 | . | . | . | VARCF-304 | NO
FLEX DUCT | 13 | 0 | . | 2 | FLEX DUCT | 300 | . | . | . | VARCF-302/304 | NO
FLEX DUCT | 13 | 0 | . | 1 | FLEX DUCT | 200 | . | . | . | VARCF-304 | NO
FLEX DUCT | 13 | 0 | . | 1 | FLEX DUCT | 200 | . | . | . | VARCF-302 | NO
FLEX DUCT | 13 | 0 | . | 1 | FLEX DUCT | 200 | . | . | . | VARCF-304 | NO
FLEX DUCT | 13 | 0 | . | 1 | FLEX DUCT | 200 | . | . | . | VARCF-302 | NO
FLEX DUCT | 13 | 0 | . | 1 | FLEX DUCT | 200 | . | . | . | VARCF-304 | NO
FLEX DUCT | 13 | 0 | . | 1 | FLEX DUCT | 200 | . | . | . | VARCF-302 | NO
FLEX DUCT | 13 | 0 | . | 2 | FLEX DUCT | 200 | . | . | . | VARCF-302/304 | NO
FLEX DUCT | 13 | 0 | . | 2 | FLEX DUCT | 250 | . | . | . | VARCF-302/304 | NO
FLEX DUCT | 13 | 0 | . | 1 | FLEX DUCT | 200 | . | . | . | VARCF-302/304 | NO
FLEX DUCT | 13 | 0 | . | 1 | FLEX DUCT | 200 | . | . | . | VARCF-302/304 | NO
FLEX DUCT | 13 | 0 | . | 1 | FLEX DUCT | 200 | . | . | . | VARCF-302/304 | NO
FLEX DUCT | 13 | 0 | . | 1 | FLEX DUCT | 200 | . | . | . | VARCF-302/304 | NO
FLEX DUCT | 13 | 0 | . | 1 | FLEX DUCT | 200 | . | . | . | VARCF-302/304 | NO
FLEX DUCT | 13 | 0 | . | 1 | FLEX DUCT | 200 | . | . | . | VARCF-302/304 | NO
FLEX DUCT | 13 | 0 | . | 1 | FLEX DUCT | 200 | . | . | . | VARCF-302/304 | NO
FLEX DUCT | 13 | 0 | . | 1 | FLEX DUCT | 200 | . | . | . | VARCF-302/304 | NO
FLEX DUCT | 13 | 0 | . | 1 | FLEX DUCT | 200 | . | . | . | VARCF-302/304 | NO
FLEX DUCT | 13 | 0 | . | 1 | FLEX DUCT | 200 | . | . | . | VARCF-302/304 | NO
FLEX DUCT | 13 | 0 | . | 1 | FLEX DUCT | 250 | . | . | . | VARCF-302/304 | NO
FLEX DUCT | 13 | 0 | . | 1 | FLEX DUCT | 150 | . | . | . | VARCF-304 | NO
FLEX DUCT | 13 | 0 | . | 1 | FLEX DUCT | 150 | . | . | . | VARCF-302 | NO
FLEX DUCT | 13 | 0 | . | 1 | FLEX DUCT | 150 | . | . | . | VARCF-304 | NO
FLEX DUCT | 13 | 0 | . | 1 | FLEX DUCT | 150 | . | . | . | VARCF-302 | NO
FLEX DUCT | 13 | 0 | . | 1 | FLEX DUCT | 150 | . | . | . | VARCF-302 | NO
FLEX DUCT | 13 | 0 | . | 1 | FLEX DUCT | 150 | . | . | . | VARCF-304 | NO
FLEX DUCT | 13 | 0 | . | 1 | FLEX DUCT | 150 | . | . | . | VARCF-302 | NO
FLEX DUCT | 13 | 0 | . | 1 | FLEX DUCT | 150 | . | . | . | VARCF-304 | NO
FLEX DUCT | 13 | 0 | . | 1 | FLEX DUCT | 150 | . | . | . | VARCF-304 | NO
FLEX DUCT | 13 | 0 | . | 1 | FLEX DUCT | 150 | . | . | . | VARCF-302 | NO
FLEX DUCT | 13 | 0 | . | 1 | FLEX DUCT | 150 | . | . | . | VARCF-304 | NO
FLEX DUCT | 13 | 0 | . | 1 | FLEX DUCT | 150 | . | . | . | VARCF-302 | NO
FLEX DUCT | 13 | 0 | . | 1 | FLEX DUCT | 150 | . | . | . | VARCF-302 | NO
FLEX DUCT | 13 | 0 | . | 1 | FLEX DUCT | 150 | . | . | . | VARCF-304 | NO
FLEX DUCT | 13 | 0 | . | 1 | FLEX DUCT | 150 | . | . | . | VARCF-302 | NO
FLEX DUCT | 13 | 0 | . | 1 | FLEX DUCT | 150 | . | . | . | VARCF-304 | NO
FLEX DUCT | 13 | 0 | . | 1 | FLEX DUCT | 150 | . | . | . | VARCF-302 | NO
FLEX DUCT | 13 | 0 | . | 1 | FLEX DUCT | 150 | . | . | . | VARCF-304 | NO
FLEX DUCT | 13 | 0 | . | 1 | FLEX DUCT | 150 | . | . | . | VARCF-304 | NO
FLEX DUCT | 13 | 0 | . | 1 | FLEX DUCT | 150 | . | . | . | VARCF-302 | NO
FLEX DUCT | 13 | 0 | . | 1 | FLEX DUCT | 150 | . | . | . | VARCF-304 | NO
FLEX DUCT | 13 | 0 | . | 1 | FLEX DUCT | 150 | . | . | . | VARCF-302 | NO
FLEX DUCT | 13 | 0 | . | 1 | FLEX DUCT | 150 | . | . | . | VARCF-304 | NO
FLEX DUCT | 13 | 0 | . | 1 | FLEX DUCT | 150 | . | . | . | VARCF-302 | NO
FLEX DUCT | 13 | 0 | . | 1 | FLEX DUCT | 150 | . | . | . | VARCF-302 | NO
FLEX DUCT | 13 | 0 | . | 1 | FLEX DUCT | 150 | . | . | . | VARCF-304 | NO
FLEX DUCT | 13 | 0 | . | 1 | FLEX DUCT | 150 | . | . | . | VARCF-304 | NO
FLEX DUCT | 13 | 0 | . | 1 | FLEX DUCT | 150 | . | . | . | VARCF-302 | NO
FLEX DUCT | 13 | 0 | . | 1 | FLEX DUCT | 150 | . | . | . | VARCF-304 | NO
FLEX DUCT | 13 | 0 | . | 1 | FLEX DUCT | 150 | . | . | . | VARCF-302 | NO
FLEX DUCT | 13 | 0 | . | 1 | FLEX DUCT | 150 | . | . | . | VARCF-302 | NO
FLEX DUCT | 13 | 0 | . | 1 | FLEX DUCT | 150 | . | . | . | VARCF-304 | NO
FLEX DUCT | 13 | 0 | . | 1 | FLEX DUCT | 150 | . | . | . | VARCF-302 | NO
FLEX DUCT | 13 | 0 | . | 1 | FLEX DUCT | 150 | . | . | . | VARCF-304 | NO
FLEX DUCT | 13 | 0 | . | 1 | FLEX DUCT | 150 | . | . | . | VARCF-302 | NO
FLEX DUCT | 13 | 0 | . | 1 | FLEX DUCT | 150 | . | . | . | VARCF-302 | NO
FLEX DUCT | 13 | 0 | . | 1 | FLEX DUCT | 150 | . | . | . | VARCF-304 | NO
FLEX DUCT | 13 | 0 | . | 1 | FLEX DUCT | 150 | . | . | . | VARCF-302 | NO
FLEX DUCT | 13 | 0 | . | 1 | FLEX DUCT | 150 | . | . | . | VARCF-304 | NO
FLEX DUCT | 13 | 0 | . | 1 | FLEX DUCT | 150 | . | . | . | VARCF-302 | NO
FLEX DUCT | 13 | 0 | . | 1 | FLEX DUCT | 250 | . | . | . | VARCF-302/304 | NO
FLEX DUCT | 13 | 0 | . | 1 | FLEX DUCT | 200 | . | . | . | VARCF-302/304 | NO
FLEX DUCT | 13 | 0 | . | 1 | FLEX DUCT | 200 | . | . | . | VARCF-302/304 | NO
FLEX DUCT | 13 | 0 | . | 1 | FLEX DUCT | 200 | . | . | . | VARCF-302/304 | NO
FLEX DUCT | 13 | 0 | . | 1 | FLEX DUCT | 200 | . | . | . | VARCF-302/304 | NO
FLEX DUCT | 13 | 0 | . | 1 | FLEX DUCT | 200 | . | . | . | VARCF-302/304 | NO
FLEX DUCT | 13 | 0 | . | 1 | FLEX DUCT | 250 | . | . | . | VARCF-302/304 | NO
FLEX DUCT | 13 | 0 | . | 1 | FLEX DUCT | 150 | . | . | . | VARCF-302/304 | NO
FLEX DUCT | 13 | 0 | . | 1 | FLEX DUCT | 150 | . | . | . | VARCF-302/304 | NO
FLEX DUCT | 13 | 0 | . | 1 | FLEX DUCT | 200 | . | . | . | VARCF-302/304 | NO
FLEX DUCT | 13 | 0 | . | 1 | FLEX DUCT | 200 | . | . | . | VARCF-302/304 | NO
FLEX DUCT | 13 | 0 | . | 1 | FLEX DUCT | 350 | . | . | . | VARCF-304 | NO
FLEX DUCT | 13 | 0 | . | 1 | FLEX DUCT | 350 | . | . | . | VARCF-302 | NO
FLEX DUCT | 13 | 0 | . | 4 | FLEX DUCT | 300 | . | . | . | VARCF-302/304 | NO
FLEX DUCT | 13 | 0 | . | 1 | FLEX DUCT | 200 | . | . | . | VARCF-302 | NO
FLEX DUCT | 13 | 0 | . | 1 | FLEX DUCT | 200 | . | . | . | VARCF-304 | NO
FLEX DUCT | 9 | 0 | . | 1 | FLEX DUCT | 200 | . | . | . | VARCF-305 | NO
FLEX DUCT | 9 | 0 | . | 1 | FLEX DUCT | 200 | . | . | . | VARCF-304 | NO
FLEX DUCT | 9 | 0 | . | 1 | FLEX DUCT | 300 | . | . | . | VARCF-305 | NO
FLEX DUCT | 9 | 0 | . | 1 | FLEX DUCT | 300 | . | . | . | VARCF-304 | NO
FLEX DUCT | 9 | 0 | . | 1 | FLEX DUCT | 150 | . | . | . | VARCF-305 | NO
FLEX DUCT | 9 | 0 | . | 1 | FLEX DUCT | 150 | . | . | . | VARCF-304 | NO
FLEX DUCT | 9 | 0 | . | 1 | FLEX DUCT | 200 | . | . | . | VARCF-305 | NO
FLEX DUCT | 9 | 0 | . | 1 | FLEX DUCT | 200 | . | . | . | VARCF-304 | NO
FLEX DUCT | 9 | 0 | . | 1 | FLEX DUCT | 150 | . | . | . | VARCF-305 | NO
FLEX DUCT | 9 | 0 | . | 1 | FLEX DUCT | 150 | . | . | . | VARCF-304 | NO
FLEX DUCT | 9 | 0 | . | 1 | FLEX DUCT | 150 | . | . | . | VARCF-305 | NO
FLEX DUCT | 9 | 0 | . | 1 | FLEX DUCT | 150 | . | . | . | VARCF-304 | NO
FLEX DUCT | 9 | 0 | . | 1 | FLEX DUCT | 150 | . | . | . | VARCF-305 | NO
FLEX DUCT | 9 | 0 | . | 1 | FLEX DUCT | 150 | . | . | . | VARCF-304 | NO
FLEX DUCT | 9 | 0 | . | 1 | FLEX DUCT | 150 | . | . | . | VARCF-304 | NO
FLEX DUCT | 9 | 0 | . | 1 | FLEX DUCT | 150 | . | . | . | VARCF-305 | NO
FLEX DUCT | 9 | 0 | . | 1 | FLEX DUCT | 150 | . | . | . | VARCF-304 | NO
FLEX DUCT | 9 | 0 | . | 1 | FLEX DUCT | 150 | . | . | . | VARCF-305 | NO
FLEX DUCT | 9 | 0 | . | 1 | FLEX DUCT | 150 | . | . | . | VARCF-304 | NO
FLEX DUCT | 9 | 0 | . | 1 | FLEX DUCT | 150 | . | . | . | VARCF-305 | NO
FLEX DUCT | 9 | 0 | . | 1 | FLEX DUCT | 200 | . | . | . | VARCF-304/305 | NO
FLEX DUCT | 9 | 0 | . | 1 | FLEX DUCT | 200 | . | . | . | VARCF-304/305 | NO
FLEX DUCT | 9 | 0 | . | 1 | FLEX DUCT | 150 | . | . | . | VARCF-304 | NO
FLEX DUCT | 9 | 0 | . | 1 | FLEX DUCT | 150 | . | . | . | VARCF-305 | NO
FLEX DUCT | 9 | 0 | . | 1 | FLEX DUCT | 150 | . | . | . | VARCF-305 | NO
FLEX DUCT | 9 | 0 | . | 1 | FLEX DUCT | 150 | . | . | . | VARCF-305 | NO
FLEX DUCT | 9 | 0 | . | 1 | FLEX DUCT | 150 | . | . | . | VARCF-305 | NO
FLEX DUCT | 9 | 0 | . | 1 | FLEX DUCT | 150 | . | . | . | VARCF-304 | NO
FLEX DUCT | 9 | 0 | . | 1 | FLEX DUCT | 150 | . | . | . | VARCF-304 | NO
FLEX DUCT | 9 | 0 | . | 1 | FLEX DUCT | 150 | . | . | . | VARCF-304 | NO
FLEX DUCT | 9 | 0 | . | 1 | FLEX DUCT | 150 | . | . | . | VARCF-304 | NO
FLEX DUCT | 9 | 0 | . | 1 | FLEX DUCT | 150 | . | . | . | VARCF-305 | NO
FLEX DUCT | 9 | 0 | . | 1 | FLEX DUCT | 150 | . | . | . | VARCF-305 | NO
FLEX DUCT | 9 | 0 | . | 1 | FLEX DUCT | 150 | . | . | . | VARCF-304 | NO
FLEX DUCT | 9 | 0 | . | 1 | FLEX DUCT | 150 | . | . | . | VARCF-304 | NO
FLEX DUCT | 9 | 0 | . | 1 | FLEX DUCT | 150 | . | . | . | VARCF-305 | NO
FLEX DUCT | 9 | 0 | . | 1 | FLEX DUCT | 150 | . | . | . | VARCF-305 | NO
FLEX DUCT | 9 | 0 | . | 1 | FLEX DUCT | 150 | . | . | . | VARCF-304 | NO
FLEX DUCT | 9 | 0 | . | 1 | FLEX DUCT | 200 | . | . | . | VARCF-304/305 | NO
FLEX DUCT | 9 | 0 | . | 1 | FLEX DUCT | 200 | . | . | . | VARCF-304/305 | NO
FLEX DUCT | 9 | 0 | . | 1 | FLEX DUCT | 200 | . | . | . | VARCF-304/305 | NO
FLEX DUCT | 9 | 0 | . | 1 | FLEX DUCT | 200 | . | . | . | VARCF-304/305 | NO
FLEX DUCT | 9 | 0 | . | 1 | FLEX DUCT | 200 | . | . | . | VARCF-304/305 | NO
FLEX DUCT | 9 | 0 | . | 1 | FLEX DUCT | 200 | . | . | . | VARCF-304/305 | NO
FLEX DUCT | 9 | 0 | . | 1 | FLEX DUCT | 200 | . | . | . | VARCF-304/305 | NO
FLEX DUCT | 9 | 0 | . | 1 | FLEX DUCT | 200 | . | . | . | VARCF-304/305 | NO
FLEX DUCT | 9 | 0 | . | 1 | FLEX DUCT | 250 | . | . | . | VARCF-304/305 | NO
FLEX DUCT | 9 | 0 | . | 1 | FLEX DUCT | 150 | . | . | . | VARCF-305 | NO
FLEX DUCT | 9 | 0 | . | 1 | FLEX DUCT | 150 | . | . | . | VARCF-304 | NO
FLEX DUCT | 9 | 0 | . | 1 | FLEX DUCT | 200 | . | . | . | VARCF-304/305 | NO
FLEX DUCT | 9 | 0 | . | 1 | FLEX DUCT | 200 | . | . | . | VARCF-304/305 | NO
FLEX DUCT | 9 | 0 | . | 1 | FLEX DUCT | 150 | . | . | . | VARCF-305 | NO
FLEX DUCT | 9 | 0 | . | 1 | FLEX DUCT | 150 | . | . | . | VARCF-304 | NO
FLEX DUCT | 9 | 0 | . | 1 | FLEX DUCT | 200 | . | . | . | VARCF-304/305 | NO
FLEX DUCT | 9 | 0 | . | 1 | FLEX DUCT | 150 | . | . | . | VARCF-305 | NO
FLEX DUCT | 9 | 0 | . | 1 | FLEX DUCT | 150 | . | . | . | VARCF-304 | NO
FLEX DUCT | 9 | 0 | . | 1 | FLEX DUCT | 150 | . | . | . | VARCF-305 | NO
FLEX DUCT | 9 | 0 | . | 1 | FLEX DUCT | 150 | . | . | . | VARCF-304 | NO
FLEX DUCT | 9 | 0 | . | 1 | FLEX DUCT | 200 | . | . | . | VARCF-304/305 | NO
FLEX DUCT | 9 | 0 | . | 1 | FLEX DUCT | 200 | . | . | . | VARCF-305 | NO
FLEX DUCT | 9 | 0 | . | 1 | FLEX DUCT | 200 | . | . | . | VARCF-304 | NO
FLEX DUCT | 9 | 0 | . | 1 | FLEX DUCT | 200 | . | . | . | VARCF-304/305 | NO
FLEX DUCT | 9 | 0 | . | 1 | FLEX DUCT | 200 | . | . | . | VARCF-304/305 | NO
FLEX DUCT | 9 | 0 | . | 1 | FLEX DUCT | 150 | . | . | . | VARCF-304/305 | NO
FLEX DUCT | 9 | 0 | . | 1 | FLEX DUCT | 250 | . | . | . | VARCF-304/305 | NO
FLEX DUCT | 9 | 0 | . | 1 | FLEX DUCT | 150 | . | . | . | VARCF-305 | NO
FLEX DUCT | 9 | 0 | . | 1 | FLEX DUCT | 150 | . | . | . | VARCF-304 | NO
FLEX DUCT | 9 | 0 | . | 1 | FLEX DUCT | 150 | . | . | . | VARCF-305 | NO
FLEX DUCT | 9 | 0 | . | 1 | FLEX DUCT | 150 | . | . | . | VARCF-304 | NO
FLEX DUCT | 9 | 0 | . | 1 | FLEX DUCT | 150 | . | . | . | VARCF-305 | NO
FLEX DUCT | 9 | 0 | . | 1 | FLEX DUCT | 150 | . | . | . | VARCF-304 | NO
FLEX DUCT | 9 | 0 | . | 1 | FLEX DUCT | 150 | . | . | . | VARCF-305 | NO
FLEX DUCT | 9 | 0 | . | 1 | FLEX DUCT | 150 | . | . | . | VARCF-304 | NO
FLEX DUCT | 9 | 0 | . | 1 | FLEX DUCT | 150 | . | . | . | VARCF-305 | NO
FLEX DUCT | 9 | 0 | . | 1 | FLEX DUCT | 150 | . | . | . | VARCF-304 | NO
FLEX DUCT | 9 | 0 | . | 1 | FLEX DUCT | 250 | . | . | . | VARCF-304/305 | NO
FLEX DUCT | 9 | 0 | . | 1 | FLEX DUCT | 250 | . | . | . | VARCF-304/305 | NO
FLEX DUCT | 9 | 0 | . | 1 | FLEX DUCT | 250 | . | . | . | VARCF-304/305 | NO
FLEX DUCT | 9 | 0 | . | 1 | FLEX DUCT | 150 | . | . | . | VARCF-304/305 | NO
FLEX DUCT | 9 | 0 | . | 1 | FLEX DUCT | 250 | . | . | . | VARCF-304/305 | NO
FLEX DUCT | 9 | 0 | . | 1 | FLEX DUCT | 250 | . | . | . | VARCF-304/305 | NO
FLEX DUCT | 9 | 0 | . | 1 | FLEX DUCT | 150 | . | . | . | VARCF-305 | NO
FLEX DUCT | 9 | 0 | . | 1 | FLEX DUCT | 150 | . | . | . | VARCF-304 | NO
FLEX DUCT | 9 | 0 | . | 1 | FLEX DUCT | 150 | . | . | . | VARCF-304 | NO
FLEX DUCT | 9 | 0 | . | 1 | FLEX DUCT | 150 | . | . | . | VARCF-305 | NO
FLEX DUCT | 9 | 0 | . | 1 | FLEX DUCT | 150 | . | . | . | VARCF-304 | NO
FLEX DUCT | 9 | 0 | . | 1 | FLEX DUCT | 150 | . | . | . | VARCF-305 | NO
FLEX DUCT | 9 | 0 | . | 1 | FLEX DUCT | 250 | . | . | . | VARCF-304/305 | NO
FLEX DUCT | 9 | 0 | . | 1 | FLEX DUCT | 200 | . | . | . | VARCF-304 | NO
FLEX DUCT | 9 | 0 | . | 1 | FLEX DUCT | 200 | . | . | . | VARCF-305 | NO
FLEX DUCT | 9 | 0 | . | 1 | FLEX DUCT | 200 | . | . | . | VARCF-305 | NO
FLEX DUCT | 9 | 0 | . | 1 | FLEX DUCT | 200 | . | . | . | VARCF-304 | NO
FLEX DUCT | 9 | 0 | . | 1 | FLEX DUCT | 150 | . | . | . | VARCF-305 | NO
FLEX DUCT | 9 | 0 | . | 1 | FLEX DUCT | 150 | . | . | . | VARCF-304 | NO
FLEX DUCT | 9 | 0 | . | 1 | FLEX DUCT | 150 | . | . | . | VARCF-305 | NO
FLEX DUCT | 9 | 0 | . | 1 | FLEX DUCT | 150 | . | . | . | VARCF-304 | NO
FLEX DUCT | 9 | 0 | . | 1 | FLEX DUCT | 150 | . | . | . | VARCF-305 | NO
FLEX DUCT | 9 | 0 | . | 1 | FLEX DUCT | 150 | . | . | . | VARCF-304 | NO
FLEX DUCT | 9 | 0 | . | 1 | FLEX DUCT | 150 | . | . | . | VARCF-304 | NO
FLEX DUCT | 9 | 0 | . | 1 | FLEX DUCT | 150 | . | . | . | VARCF-305 | NO
FLEX DUCT | 9 | 0 | . | 1 | FLEX DUCT | 200 | . | . | . | VARCF-304/305 | NO
FLEX DUCT | 9 | 0 | . | 1 | FLEX DUCT | 200 | . | . | . | VARCF-304/305 | NO
FLEX DUCT | 9 | 0 | . | 1 | FLEX DUCT | 200 | . | . | . | VARCF-304/305 | NO
FLEX DUCT | 9 | 0 | . | 1 | FLEX DUCT | 200 | . | . | . | VARCF-304/305 | NO
FLEX DUCT | 9 | 0 | . | 1 | FLEX DUCT | 200 | . | . | . | VARCF-304/305 | NO
FLEX DUCT | 9 | 0 | . | 1 | FLEX DUCT | 200 | . | . | . | VARCF-304/305 | NO
FLEX DUCT | 9 | 0 | . | 1 | FLEX DUCT | 200 | . | . | . | VARCF-304/305 | NO
FLEX DUCT | 9 | 0 | . | 1 | FLEX DUCT | 250 | . | . | . | VARCF-304/305 | NO
FLEX DUCT | 9 | 0 | . | 1 | FLEX DUCT | 150 | . | . | . | VARCF-304/305 | NO
FLEX DUCT | 9 | 0 | . | 1 | FLEX DUCT | 150 | . | . | . | VARCF-304/305 | NO
FLEX DUCT | 9 | 0 | . | 1 | FLEX DUCT | 300 | . | . | . | VARCF-305 | NO
FLEX DUCT | 9 | 0 | . | 1 | FLEX DUCT | 150 | . | . | . | VARCF-304/305 | NO
FLEX DUCT | 9 | 0 | . | 1 | FLEX DUCT | 150 | . | . | . | VARCF-304/305 | NO
FLEX DUCT | 9 | 0 | . | 1 | FLEX DUCT | 150 | . | . | . | VARCF-305 | NO
FLEX DUCT | 9 | 0 | . | 1 | FLEX DUCT | 150 | . | . | . | VARCF-304 | NO
FLEX DUCT | 9 | 0 | . | 1 | FLEX DUCT | 150 | . | . | . | VARCF-304/305 | NO
FLEX DUCT | 9 | 0 | . | 1 | FLEX DUCT | 150 | . | . | . | VARCF-304/305 | NO
FLEX DUCT | 9 | 0 | . | 1 | FLEX DUCT | 300 | . | . | . | VARCF-304/305 | NO
FLEX DUCT | 9 | 0 | . | 2 | FLEX DUCT | 300 | . | . | . | VARCF-304/305 | NO
FLEX DUCT | 9 | 0 | . | 1 | FLEX DUCT | 150 | . | . | . | VARCF-304/305 | NO
FLEX DUCT | 9 | 0 | . | 4 | FLEX DUCT | 250 | . | . | . | VFC-347 | NO
FLEX DUCT | 9 | 0 | . | 1 | FLEX DUCT | 150 | . | . | . | VARCF-302 | NO
FLEX DUCT | 9 | 0 | . | 1 | FLEX DUCT | 150 | . | . | . | VARCF-304 | NO
FLEX DUCT | 9 | 0 | . | 1 | FLEX DUCT | 150 | . | . | . | VARCF-302 | NO
FLEX DUCT | 9 | 0 | . | 1 | FLEX DUCT | 150 | . | . | . | VARCF-304 | NO
FLEX DUCT | 9 | 0 | . | 1 | FLEX DUCT | 150 | . | . | . | VARCF-302 | NO
FLEX DUCT | 9 | 0 | . | 1 | FLEX DUCT | 150 | . | . | . | VARCF-304 | NO
FLEX DUCT | 9 | 0 | . | 1 | FLEX DUCT | 250 | . | . | . | VARCF-302/304 | NO
FLEX DUCT | 9 | 0 | . | 1 | FLEX DUCT | 150 | . | . | . | VARCF-302 | NO
FLEX DUCT | 9 | 0 | . | 1 | FLEX DUCT | 150 | . | . | . | VARCF-304 | NO
FLEX DUCT | 9 | 0 | . | 1 | FLEX DUCT | 150 | . | . | . | VARCF-302 | NO
FLEX DUCT | 9 | 0 | . | 1 | FLEX DUCT | 150 | . | . | . | VARCF-304 | NO
FLEX DUCT | 9 | 0 | . | 1 | FLEX DUCT | 150 | . | . | . | VARCF-302 | NO
FLEX DUCT | 9 | 0 | . | 1 | FLEX DUCT | 150 | . | . | . | VARCF-304 | NO
FLEX DUCT | 9 | 0 | . | 1 | FLEX DUCT | 150 | . | . | . | VARCF-302 | NO
FLEX DUCT | 9 | 0 | . | 1 | FLEX DUCT | 150 | . | . | . | VARCF-304 | NO
FLEX DUCT | 9 | 0 | . | 1 | FLEX DUCT | 150 | . | . | . | VARCF-302 | NO
FLEX DUCT | 9 | 0 | . | 1 | FLEX DUCT | 150 | . | . | . | VARCF-304 | NO
FLEX DUCT | 9 | 0 | . | 1 | FLEX DUCT | 150 | . | . | . | VARCF-302/304 | NO
FLEX DUCT | 9 | 0 | . | 1 | FLEX DUCT | 150 | . | . | . | VARCF-302/304 | NO
FLEX DUCT | 9 | 0 | . | 1 | FLEX DUCT | 150 | . | . | . | VARCF-302/304 | NO
FLEX DUCT | 9 | 0 | . | 1 | FLEX DUCT | 150 | . | . | . | VARCF-302/304 | NO
FLEX DUCT | 9 | 0 | . | 1 | FLEX DUCT | 150 | . | . | . | VARCF-302/304 | NO
FLEX DUCT | 9 | 0 | . | 1 | FLEX DUCT | 150 | . | . | . | VARCF-302/304 | NO
FLEX DUCT | 9 | 0 | . | 1 | FLEX DUCT | 150 | . | . | . | VARCF-302/304 | NO
FLEX DUCT | 9 | 0 | . | 1 | FLEX DUCT | 150 | . | . | . | VARCF-302/304 | NO
FLEX DUCT | 9 | 0 | . | 1 | FLEX DUCT | 150 | . | . | . | VARCF-302/304 | NO
FLEX DUCT | 9 | 0 | . | 1 | FLEX DUCT | 150 | . | . | . | VARCF-302/304 | NO
FLEX DUCT | 9 | 0 | . | 1 | FLEX DUCT | 150 | . | . | . | VARCF-302 | NO
FLEX DUCT | 9 | 0 | . | 1 | FLEX DUCT | 150 | . | . | . | VARCF-302/304 | NO
FLEX DUCT | 9 | 0 | . | 1 | FLEX DUCT | 150 | . | . | . | VARCF-302/304 | NO
FLEX DUCT | 9 | 0 | . | 1 | FLEX DUCT | 150 | . | . | . | VARCF-302 | NO
FLEX DUCT | 9 | 0 | . | 1 | FLEX DUCT | 150 | . | . | . | VARCF-302/304 | NO
FLEX DUCT | 9 | 0 | . | 1 | FLEX DUCT | 150 | . | . | . | VARCF-302 | NO
FLEX DUCT | 9 | 0 | . | 1 | FLEX DUCT | 150 | . | . | . | VARCF-302 | NO
FLEX DUCT | 9 | 0 | . | 1 | FLEX DUCT | 150 | . | . | . | VARCF-304 | NO
FLEX DUCT | 9 | 0 | . | 1 | FLEX DUCT | 250 | . | . | . | VARCF-302 | NO
FLEX DUCT | 9 | 0 | . | 1 | FLEX DUCT | 250 | . | . | . | VARCF-304 | NO
FLEX DUCT | 9 | 0 | . | 1 | FLEX DUCT | 200 | . | . | . | VARCF-302/304 | NO
FLEX DUCT | 9 | 0 | . | 1 | FLEX DUCT | 200 | . | . | . | VARCF-302/304 | NO
FLEX DUCT | 9 | 0 | . | 1 | FLEX DUCT | 200 | . | . | . | VARCF-302/304 | NO
FLEX DUCT | 9 | 0 | . | 1 | FLEX DUCT | 200 | . | . | . | VARCF-302/304 | NO
FLEX DUCT | 9 | 0 | . | 1 | FLEX DUCT | 200 | . | . | . | VARCF-302 | NO
FLEX DUCT | 9 | 0 | . | 1 | FLEX DUCT | 200 | . | . | . | VARCF-304 | NO
FLEX DUCT | 9 | 0 | . | 1 | FLEX DUCT | 250 | . | . | . | VARCF-302/304 | NO
FLEX DUCT | 9 | 0 | . | 1 | FLEX DUCT | 250 | . | . | . | VARCF-302/304 | NO
FLEX DUCT | 9 | 0 | . | 2 | FLEX DUCT | 200 | . | . | . | VARCF-302/304 | NO
FLEX DUCT | 10 | 0 | . | 1 | FLEX DUCT | 300 | . | . | . | VARCF-302 | NO
FLEX DUCT | 10 | 0 | . | 1 | FLEX DUCT | 300 | . | . | . | VARCF-304 | NO
FLEX DUCT | 10 | 0 | . | 1 | FLEX DUCT | 300 | . | . | . | VARCF-302 | NO
FLEX DUCT | 10 | 0 | . | 1 | FLEX DUCT | 300 | . | . | . | VARCF-304 | NO
FLEX DUCT | 10 | 0 | . | 4 | FLEX DUCT | 250 | . | . | . | VARCF-302/304 | NO
FLEX DUCT | 10 | 0 | . | 4 | FLEX DUCT | 250 | . | . | . | VARCF-302/304 | NO
FLEX DUCT | 10 | 0 | . | 1 | FLEX DUCT | 150 | . | . | . | VARCF-302 | NO
FLEX DUCT | 10 | 0 | . | 1 | FLEX DUCT | 150 | . | . | . | VARCF-304 | NO
FLEX DUCT | 10 | 0 | . | 1 | FLEX DUCT | 150 | . | . | . | VARCF-304 | NO
FLEX DUCT | 10 | 0 | . | 1 | FLEX DUCT | 150 | . | . | . | VARCF-302 | NO
FLEX DUCT | 10 | 0 | . | 1 | FLEX DUCT | 150 | . | . | . | VARCF-302/304 | NO
FLEX DUCT | 10 | 0 | . | 1 | FLEX DUCT | 150 | . | . | . | VARCF-302/304 | NO
FLEX DUCT | 10 | 0 | . | 1 | FLEX DUCT | 250 | . | . | . | VARCF-302/304 | NO
FLEX DUCT | 10 | 0 | . | 1 | FLEX DUCT | 150 | . | . | . | VARCF-304 | NO
FLEX DUCT | 10 | 0 | . | 1 | FLEX DUCT | 150 | . | . | . | VARCF-302 | NO
FLEX DUCT | 10 | 0 | . | 1 | FLEX DUCT | 250 | . | . | . | VARCF-302/304 | NO
FLEX DUCT | 10 | 0 | . | 1 | FLEX DUCT | 300 | . | . | . | VARCF-302 | NO
FLEX DUCT | 10 | 0 | . | 1 | FLEX DUCT | 300 | . | . | . | VARCF-304 | NO
FLEX DUCT | 10 | 0 | . | 1 | FLEX DUCT | 300 | . | . | . | VARCF-302/304 | NO
FLEX DUCT | 10 | 0 | . | 1 | FLEX DUCT | 300 | . | . | . | VARCF-302/304 | NO
FLEX DUCT | 10 | 0 | . | 1 | FLEX DUCT | 350 | . | . | . | VARCF-302 | NO
FLEX DUCT | 10 | 0 | . | 1 | FLEX DUCT | 350 | . | . | . | VARCF-304 | NO
FLEX DUCT | 10 | 0 | . | 1 | FLEX DUCT | 300 | . | . | . | VARCF-302/304 | NO
FLEX DUCT | 10 | 0 | . | 1 | FLEX DUCT | 300 | . | . | . | VARCF-302/304 | NO
FLEX DUCT | 10 | 0 | . | 1 | FLEX DUCT | 300 | . | . | . | VARCF-302/304 | NO
FLEX DUCT | 10 | 0 | . | 1 | FLEX DUCT | 250 | . | . | . | VARCF-302 | NO
FLEX DUCT | 10 | 0 | . | 1 | FLEX DUCT | 300 | . | . | . | VARCF-302/304 | NO
FLEX DUCT | 10 | 0 | . | 1 | FLEX DUCT | 150 | . | . | . | VARCF-302/304 | NO
FLEX DUCT | 10 | 0 | . | 1 | FLEX DUCT | 150 | . | . | . | VARCF-302/304 | NO
FLEX DUCT | 10 | 0 | . | 1 | FLEX DUCT | 150 | . | . | . | VARCF-304 | NO
FLEX DUCT | 10 | 0 | . | 1 | FLEX DUCT | 150 | . | . | . | VARCF-302 | NO
FLEX DUCT | 10 | 0 | . | 1 | FLEX DUCT | 150 | . | . | . | VARCF-304 | NO
FLEX DUCT | 10 | 0 | . | 1 | FLEX DUCT | 150 | . | . | . | VARCF-302 | NO
FLEX DUCT | 10 | 0 | . | 1 | FLEX DUCT | 150 | . | . | . | VARCF-304 | NO
FLEX DUCT | 10 | 0 | . | 1 | FLEX DUCT | 150 | . | . | . | VARCF-302 | NO
FLEX DUCT | 10 | 0 | . | 1 | FLEX DUCT | 150 | . | . | . | VARCF-302/304 | NO
FLEX DUCT | 10 | 0 | . | 1 | FLEX DUCT | 200 | . | . | . | VARCF-302/304 | NO
FLEX DUCT | 10 | 0 | . | 1 | FLEX DUCT | 250 | . | . | . | VARCF-302/304 | NO
FLEX DUCT | 10 | 0 | . | 1 | FLEX DUCT | 150 | . | . | . | VARCF-304 | NO
FLEX DUCT | 10 | 0 | . | 1 | FLEX DUCT | 150 | . | . | . | VARCF-302 | NO
FLEX DUCT | 10 | 0 | . | 1 | FLEX DUCT | 150 | . | . | . | VARCF-304 | NO
FLEX DUCT | 10 | 0 | . | 1 | FLEX DUCT | 150 | . | . | . | VARCF-302 | NO
FLEX DUCT | 10 | 0 | . | 1 | FLEX DUCT | 150 | . | . | . | VARCF-304 | NO
FLEX DUCT | 10 | 0 | . | 1 | FLEX DUCT | 150 | . | . | . | VARCF-302 | NO
FLEX DUCT | 10 | 0 | . | 1 | FLEX DUCT | 150 | . | . | . | VARCF-304 | NO
FLEX DUCT | 10 | 0 | . | 1 | FLEX DUCT | 150 | . | . | . | VARCF-302 | NO
FLEX DUCT | 10 | 0 | . | 1 | FLEX DUCT | 150 | . | . | . | VARCF-304 | NO
FLEX DUCT | 10 | 0 | . | 1 | FLEX DUCT | 150 | . | . | . | VARCF-302 | NO
FLEX DUCT | 10 | 0 | . | 1 | FLEX DUCT | 150 | . | . | . | VARCF-304 | NO
FLEX DUCT | 10 | 0 | . | 1 | FLEX DUCT | 150 | . | . | . | VARCF-302 | NO
FLEX DUCT | 10 | 0 | . | 1 | FLEX DUCT | 150 | . | . | . | VARCF-302 | NO
FLEX DUCT | 10 | 0 | . | 1 | FLEX DUCT | 150 | . | . | . | VARCF-304 | NO
FLEX DUCT | 10 | 0 | . | 1 | FLEX DUCT | 150 | . | . | . | VARCF-304 | NO
FLEX DUCT | 10 | 0 | . | 1 | FLEX DUCT | 250 | . | . | . | VARCF-302/304 | NO
FLEX DUCT | 10 | 0 | . | 1 | FLEX DUCT | 250 | . | . | . | VARCF-302/304 | NO
FLEX DUCT | 10 | 0 | . | 1 | FLEX DUCT | 250 | . | . | . | VARCF-302/304 | NO
FLEX DUCT | 10 | 0 | . | 1 | FLEX DUCT | 250 | . | . | . | VARCF-302/304 | NO
FLEX DUCT | 10 | 0 | . | 1 | FLEX DUCT | 250 | . | . | . | VARCF-302/304 | NO
FLEX DUCT | 10 | 0 | . | 1 | FLEX DUCT | 200 | . | . | . | VARCF-302/304 | NO
FLEX DUCT | 10 | 0 | . | 1 | FLEX DUCT | 250 | . | . | . | VARCF-302/304 | NO
FLEX DUCT | 10 | 0 | . | 1 | FLEX DUCT | 200 | . | . | . | VARCF-302/304 | NO
FLEX DUCT | 10 | 0 | . | 1 | FLEX DUCT | 200 | . | . | . | VARCF-304 | NO
FLEX DUCT | 10 | 0 | . | 1 | FLEX DUCT | 200 | . | . | . | VARCF-302 | NO
FLEX DUCT | 10 | 0 | . | 1 | FLEX DUCT | 200 | . | . | . | VARCF-302 | NO
FLEX DUCT | 10 | 0 | . | 1 | FLEX DUCT | 200 | . | . | . | VARCF-304 | NO
FLEX DUCT | 10 | 0 | . | 1 | FLEX DUCT | 200 | . | . | . | VARCF-302/304 | NO
FLEX DUCT | 10 | 0 | . | 1 | FLEX DUCT | 200 | . | . | . | VARCF-302/304 | NO
FLEX DUCT | 10 | 0 | . | 1 | FLEX DUCT | 200 | . | . | . | VARCF-302/304 | NO
FLEX DUCT | 10 | 0 | . | 1 | FLEX DUCT | 200 | . | . | . | VARCF-302/304 | NO
FLEX DUCT | 10 | 0 | . | 1 | FLEX DUCT | 150 | . | . | . | VARCF-304 | NO
FLEX DUCT | 10 | 0 | . | 1 | FLEX DUCT | 150 | . | . | . | VARCF-302 | NO
FLEX DUCT | 10 | 0 | . | 1 | FLEX DUCT | 200 | . | . | . | VARCF-302/304 | NO
FLEX DUCT | 10 | 0 | . | 1 | FLEX DUCT | 200 | . | . | . | VARCF-302/304 | NO
FLEX DUCT | 10 | 0 | . | 1 | FLEX DUCT | 150 | . | . | . | VARCF-302 | NO
FLEX DUCT | 10 | 0 | . | 1 | FLEX DUCT | 150 | . | . | . | VARCF-302 | NO
FLEX DUCT | 10 | 0 | . | 1 | FLEX DUCT | 150 | . | . | . | VARCF-302 | NO
FLEX DUCT | 10 | 0 | . | 1 | FLEX DUCT | 150 | . | . | . | VARCF-304 | NO
FLEX DUCT | 10 | 0 | . | 1 | FLEX DUCT | 200 | . | . | . | VARCF-302/304 | NO
FLEX DUCT | 10 | 0 | . | 1 | FLEX DUCT | 150 | . | . | . | VARCF-302 | NO
FLEX DUCT | 10 | 0 | . | 1 | FLEX DUCT | 150 | . | . | . | VARCF-304 | NO
FLEX DUCT | 10 | 0 | . | 1 | FLEX DUCT | 150 | . | . | . | VARCF-302/304 | NO
FLEX DUCT | 10 | 0 | . | 1 | FLEX DUCT | 150 | . | . | . | VARCF-302/304 | NO
FLEX DUCT | 10 | 0 | . | 1 | FLEX DUCT | 150 | . | . | . | VARCF-304 | NO
FLEX DUCT | 10 | 0 | . | 1 | FLEX DUCT | 150 | . | . | . | VARCF-302 | NO
FLEX DUCT | 10 | 0 | . | 1 | FLEX DUCT | 150 | . | . | . | VARCF-304 | NO
FLEX DUCT | 10 | 0 | . | 1 | FLEX DUCT | 150 | . | . | . | VARCF-302 | NO
FLEX DUCT | 10 | 0 | . | 1 | FLEX DUCT | 150 | . | . | . | VARCF-302/304 | NO
FLEX DUCT | 10 | 0 | . | 1 | FLEX DUCT | 300 | . | . | . | VARCF-302/304 | NO
FLEX DUCT | 10 | 0 | . | 1 | FLEX DUCT | 300 | . | . | . | VARCF-302/304 | NO
FLEX DUCT | 10 | 0 | . | 1 | FLEX DUCT | 300 | . | . | . | VARCF-302/304 | NO
FLEX DUCT | 10 | 0 | . | 1 | FLEX DUCT | 200 | . | . | . | VARCF-302/304 | NO
FLEX DUCT | 10 | 0 | . | 1 | FLEX DUCT | 100 | . | . | . | VARCF-304 | NO
FLEX DUCT | 10 | 0 | . | 1 | FLEX DUCT | 100 | . | . | . | VARCF-302 | NO
FLEX DUCT | 10 | 0 | . | 1 | FLEX DUCT | 150 | . | . | . | VARCF-302/304 | NO
FLEX DUCT | 10 | 0 | . | 1 | FLEX DUCT | 350 | . | . | . | VARCF-302/304 | NO
FLEX DUCT | 10 | 0 | . | 1 | FLEX DUCT | 350 | . | . | . | VARCF-302/304 | NO
FLEX DUCT | 10 | 0 | . | 1 | FLEX DUCT | 350 | . | . | . | VARCF-302/304 | NO
FLEX DUCT | 10 | 0 | . | 1 | FLEX DUCT | 350 | . | . | . | VARCF-302 | NO
FLEX DUCT | 10 | 0 | . | 1 | FLEX DUCT | 350 | . | . | . | VARCF-302 | NO
FLEX DUCT | 10 | 0 | . | 1 | FLEX DUCT | 350 | . | . | . | VARCF-304 | NO
FLEX DUCT | 10 | 0 | . | 1 | FLEX DUCT | 350 | . | . | . | VARCF-304 | NO
FLEX DUCT | 10 | 0 | . | 1 | FLEX DUCT | 350 | . | . | . | VARCF-302/304 | NO
FLEX DUCT | 10 | 0 | . | 1 | FLEX DUCT | 250 | . | . | . | VARCF-302 | NO
FLEX DUCT | 10 | 0 | . | 1 | FLEX DUCT | 250 | . | . | . | VARCF-304 | NO
FLEX DUCT | 10 | 0 | . | 1 | FLEX DUCT | 350 | . | . | . | VARCF-302/304 | NO
FLEX DUCT | 10 | 0 | . | 1 | FLEX DUCT | 350 | . | . | . | VARCF-302/304 | NO
FLEX DUCT | 10 | 0 | . | 1 | FLEX DUCT | 150 | . | . | . | VARCF-302 | NO
FLEX DUCT | 10 | 0 | . | 1 | FLEX DUCT | 250 | . | . | . | VARCF-304 | NO
FLEX DUCT | 10 | 0 | . | 1 | FLEX DUCT | 350 | . | . | . | VARCF-304 | NO
FLEX DUCT | 10 | 0 | . | 1 | FLEX DUCT | 350 | . | . | . | VARCF-302 | NO
FLEX DUCT | 10 | 0 | . | 1 | FLEX DUCT | 250 | . | . | . | VARCF-302/304 | NO
FLEX DUCT | 10 | 0 | . | 1 | FLEX DUCT | 250 | . | . | . | VARCF-302/304 | NO
FLEX DUCT | 10 | 0 | . | 1 | FLEX DUCT | 150 | . | . | . | VARCF-304 | NO
FLEX DUCT | 10 | 0 | . | 1 | FLEX DUCT | 150 | . | . | . | VARCF-302 | NO
FLEX DUCT | 10 | 0 | . | 1 | FLEX DUCT | 150 | . | . | . | VARCF-302/304 | NO
FLEX DUCT | 10 | 0 | . | 1 | FLEX DUCT | 150 | . | . | . | VARCF-302/304 | NO
FLEX DUCT | 18 | 0 | . | 1 | FLEX DUCT | 150 | . | . | . | VARCF-302 | NO
FLEX DUCT | 18 | 0 | . | 1 | FLEX DUCT | 150 | . | . | . | VARCF-304 | NO
FLEX DUCT | 12 | 0 | . | 1 | FLEX DUCT | 250 | . | . | . | VARCF-304 | NO
FLEX DUCT | 12 | 0 | . | 1 | FLEX DUCT | 250 | . | . | . | VARCF-305 | NO
FLEX DUCT | 9 | 0 | . | 2 | FLEX DUCT | 250 | . | . | . | VARCF-304/305 | NO
MANUAL VOLUME DAMPER | 2 | 0 | . | 1 | RE | 200X200 | . | . | . | VACF-301 | NO
MANUAL VOLUME DAMPER | 2 | 0 | . | 1 | RE | 300X150 | . | . | . | VACF-301 | NO
MANUAL VOLUME DAMPER | 3 | 0 | . | 1 | RE | 300X300 | . | . | . | VF-368-VF-0001 | NO
MANUAL VOLUME DAMPER | 3 | 0 | . | 9 | RE | 200X200 | . | . | . | VACF-301 | NO
MANUAL VOLUME DAMPER | 5 | 0 | . | 16 | RE | 300 | . | . | . | VARCF-304/305 | NO
MANUAL VOLUME DAMPER | 7 | 0 | . | 1 | RE | 200X200 | . | . | . | VARCF-302/304 | NO
MANUAL VOLUME DAMPER | 7 | 0 | . | 4 | RE | 200 | . | . | . | VARCF-302/304 | NO
MANUAL VOLUME DAMPER | 7 | 0 | . | 4 | RE | 200 | . | . | . | VARCF-302/304 | NO
MANUAL VOLUME DAMPER | 7 | 0 | . | 2 | RE | 200 | . | . | . | VARCF-302/304 | NO
MANUAL VOLUME DAMPER | 7 | 0 | . | 2 | RE | 200 | . | . | . | VARCF-302/304 | NO
MANUAL VOLUME DAMPER | 7 | 0 | . | 2 | RE | 200 | . | . | . | VARCF-302/304 | NO
MANUAL VOLUME DAMPER | 7 | 0 | . | 2 | RE | 200 | . | . | . | VARCF-302/304 | NO
MANUAL VOLUME DAMPER | 7 | 0 | . | 1 | RE | 200 | . | . | . | VARCF-302/304 | NO
MANUAL VOLUME DAMPER | 6 | 0 | . | 12 | RE | 250 | . | . | . | VARCF-302/304 | NO
MANUAL VOLUME DAMPER | 6 | 0 | . | 2 | RE | 300 | . | . | . | VARCF-302/304 | NO
MANUAL VOLUME DAMPER | 5 | 0 | . | 1 | RE | 200 | . | . | . | VARCF-302/304 | NO
MANUAL VOLUME DAMPER | 5 | 0 | . | 1 | RE | 200 | . | . | . | VARCF-302/304 | NO
MANUAL VOLUME DAMPER | 5 | 0 | . | 1 | RE | 200 | . | . | . | VARCF-302/304 | NO
MANUAL VOLUME DAMPER | 5 | 0 | . | 1 | RE | 200X200 | . | . | . | VACF-301 | NO
MANUAL VOLUME DAMPER | 5 | 0 | . | 1 | RE | 200X200 | . | . | . | VE-314-VE-0001 | NO
MANUAL VOLUME DAMPER | 3 | 0 | . | 1 | RE | 1800X900 | . | . | . | VARC-312-VA-0001 | NO
MANUAL VOLUME DAMPER | 7 | 0 | . | 7 | RE | 200 | . | . | . | VARCF-302/304 | NO
MANUAL VOLUME DAMPER | 7 | 0 | . | 3 | RE | 250 | . | . | . | VARCF-302/304 | NO
MANUAL VOLUME DAMPER | 16 | 0 | . | 1 | RE | 200 | . | . | . | VARCF-302/304 | NO
MANUAL VOLUME DAMPER | 16 | 0 | . | 1 | RE | 200 | . | . | . | VARCF-302/304 | NO
MANUAL VOLUME DAMPER | 27 | 0 | . | 1 | RE | 2438X2235 | . | . | . | VACF-301 | NO
MANUAL VOLUME DAMPER | 27 | 0 | . | 1 | RE | 2438X762 | . | . | . | VACF-301 | NO
MOTORIZED DAMPER | 3 | 0 | . | 1 | VOL | 1050X700 | . | . | . | VARC-311-VR-0001 | NO
MOTORIZED DAMPER | 3 | 0 | . | 1 | VOL | 800X700 | . | . | . | VARC-311-VR-0001 | NO
MOTORIZED DAMPER | 3 | 0 | . | 1 | VOL | 1250X550 | . | . | . | VARC-312-VR-0001 | NO
MOTORIZED DAMPER | 3 | 0 | . | 1 | VOL | 1000X900 | . | . | . | VARC-312-VR-0001 | NO
MOTORIZED DAMPER | 3 | 0 | . | 1 | VOL | 950X800 | . | . | . | VARC-312-VR-0001 | NO
MOTORIZED DAMPER | 3 | 0 | . | 1 | VOL | 1219X813 | . | . | . | VF-365-VF-0001 | NO
MOTORIZED DAMPER | 3 | 0 | . | 1 | VOL | 950X800 | . | . | . | VARC-312-VA-0001 | NO
MOTORIZED DAMPER | 3 | 0 | . | 1 | VOL | 550X450 | . | . | . | VARC-311-VA-0001 | NO
MOTORIZED DAMPER | 3 | 0 | . | 1 | VOL | 1200X900 | . | . | . | VARC-312-VA-0001 | NO
MOTORIZED DAMPER | 3 | 0 | . | 1 | VOL | 500X500 | . | . | . | VARC-311-VR-0001 | NO
MOTORIZED DAMPER | 21 | 0 | . | 1 | VOL | 1270X800 | . | . | . | VARCF-303 | NO
MOTORIZED DAMPER | 24 | 0 | . | 1 | VOL | 1829X1829 | . | . | . | VARCF-304 | NO
MOTORIZED DAMPER | 24 | 0 | . | 1 | VOL | 457X457 | . | . | . | VA-334-VA-0001 | NO
MOTORIZED DAMPER | 24 | 0 | . | 1 | VOL | 305 | . | . | . | VE-314-VE-0001 | NO
MOTORIZED DAMPER | 24 | 0 | . | 1 | VOL | 610X356 | . | . | . | VE-314-VE-0001 | NO
MOTORIZED DAMPER | 24 | 0 | . | 1 | VOL | 660X457 | . | . | . | VA-332-VA-0001 | NO
MOTORIZED DAMPER | 22 | 0 | . | 1 | VOL | 1400X400 | . | . | . | VARCF-303 | NO
MOTORIZED DAMPER | 22 | 0 | . | 1 | VOL | 1650X400 | . | . | . | VARCF-303 | NO
MOTORIZED DAMPER | 33 | 0 | . | 1 | VOL | 1219X813 | . | . | . | VACF-301 | NO
MOTORIZED DAMPER | 33 | 0 | . | 1 | VOL | 1473X914 | . | . | . | VACF-301 | NO
MOTORIZED DAMPER | 33 | 0 | . | 1 | VOL | 2500X2250 | . | . | . | VACF-301 | NO
MOTORIZED DAMPER | 6 | 0 | . | 1 | VOL | 400X200 | w/ 1” ACOUSTICAL LINING | . | . | TRANSFER DUCT | NO
MOTORIZED DAMPER | 6 | 0 | . | 1 | VOL | 550X450 | . | . | . | VARC-311-VR-0001 | NO
MOTORIZED DAMPER | 6 | 0 | . | 1 | VOL | 1550X550 | . | . | . | VARC-312-VR-0001 | NO
MOTORIZED DAMPER | 6 | 0 | . | 1 | VOL | 1800X900 | . | . | . | VARCF-303 | NO
MOTORIZED DAMPER | 19 | 0 | . | 1 | VOL | 1550X500 | . | . | . | VARCF-303 | NO
MOTORIZED DAMPER | 19 | 0 | . | 1 | VOL | 1750X400 | . | . | . | VARCF-304 | NO
MOTORIZED DAMPER | 18 | 0 | . | 1 | VOL | 1500X800 | . | . | . | VARCF-303 | NO
MOTORIZED DAMPER | 15 | 0 | . | 1 | VOL | 1500X800 | . | . | . | VARCF-303 | NO
MOTORIZED DAMPER | 16 | 0 | . | 1 | VOL | 1750X500 | . | . | . | VARCF-303 | NO
MOTORIZED DAMPER | 16 | 0 | . | 1 | VOL | 1750X500 | . | . | . | VARCF-303 | NO
MOTORIZED DAMPER | 12 | 0 | . | 1 | VOL | 300X300 | . | . | . | VE-331-VE-0003 | NO
MOTORIZED DAMPER | 12 | 0 | . | 1 | VOL | 1500X900 | . | . | . | VARCF-303 | NO
MOTORIZED DAMPER | 13 | 0 | . | 1 | VOL | 2000X500 | . | . | . | VARCF-303 | NO
MOTORIZED DAMPER | 13 | 0 | . | 1 | VOL | 2000X500 | . | . | . | VARCF-303 | NO
MOTORIZED DAMPER | 9 | 0 | . | 1 | VOL | 1500X800 | . | . | . | VARCF-303 | NO
MOTORIZED DAMPER | 10 | 0 | . | 3 | VOL | 1626X711 | . | . | . | VARCF-303 | NO
MOTORIZED DAMPER | 24 | 0 | . | 1 | VOL | 635X356 | . | . | . | VA-333-VA-0001 | NO
MOTORIZED DAMPER | 26 | 0 | . | 1 | VOL | 1473X914 | . | . | . | VACF-301 | NO
MOTORIZED DAMPER | 26 | 0 | . | 1 | VOL | 610X356 | . | . | . | VE-314-VE-0001 | NO
MOTORIZED DAMPER | 26 | 0 | . | 1 | VOL | 850X675 | . | . | . | VACF-301 | NO
MOTORIZED DAMPER | 26 | 0 | . | 1 | VOL | 1300X500 | . | . | . | VARC-310-VR-0001 | NO
MOTORIZED DAMPER | 26 | 0 | . | 1 | VOL | 3000X2000 | w/ 1” ACOUSTICAL LINING | . | . | TRANSFER DUCT | NO
MOTORIZED DAMPER | 33 | 0 | . | 1 | VOL | 2500X2200 | . | . | . | VE-315-VE-0001 | NO
MOTORIZED DAMPER | 33 | 0 | . | 2 | VOL | 800X400 | . | . | . | VE-315-VE-0001 | NO
MOTORIZED DAMPER | 27 | 0 | . | 1 | VOL | 4100X3250 | . | . | . | VACF-301 | NO
MOTORIZED DAMPER | 27 | 0 | . | 1 | VOL | 1800X900 | . | . | . | VARC-310-VA-0001 | NO
MOTORIZED DAMPER | 27 | 0 | . | 1 | VOL | 1118X1016 | . | . | . | VARC-310-VA-0001 | NO
MOTORIZED DAMPER | 27 | 0 | . | 1 | VOL | 1118X1016 | . | . | . | VARC-310-VA-0001 | NO
MOTORIZED DAMPER | 27 | 0 | . | 1 | VOL | 1219X813 | . | . | . | VARCF-303 | NO
MOTORIZED DAMPER | 27 | 0 | . | 1 | VOL | 1524X1016 | . | . | . | VACF-301 | NO
MOTORIZED DAMPER | 27 | 0 | . | 1 | VOL | 1524X1016 | . | . | . | VE-314-VE-0001 | NO
MOTORIZED DAMPER | 27 | 0 | . | 1 | VOL | 1118X1016 | . | . | . | VARC-310-VR-0001 | NO
MOTORIZED DAMPER | 27 | 0 | . | 1 | VOL | 3000X900 | . | . | . | VARC-310-VR-0001 | NO
MOTORIZED DAMPER | 30 | 0 | . | 1 | VOL | 500X500 | . | . | . | VE-307-VE-0001 | NO
RECT. DUCT m | 2 | 16 | m | 0 | RECT. DUCT | 200X200 | . | . | . | VACF-301 | NO
RECT. DUCT m | 2 | 2.4 | m | 0 | RECT. DUCT | 350X150 | . | . | . | VACF-301 | NO
RECT. DUCT m | 2 | 3.3 | m | 0 | RECT. DUCT | 300X150 | . | . | . | VACF-301 | NO
RECT. DUCT m | 2 | 2.1 | m | 0 | RECT. DUCT | 300X150 | . | . | . | VACF-301 | NO
RECT. DUCT m | 2 | 0.7 | m | 0 | RECT. DUCT | 250X250 | . | . | . | VACF-301 | NO
RECT. DUCT m | 2 | 34.9 | m | 0 | RECT. DUCT | 300X250 | . | . | . | VACF-301 | NO
RECT. DUCT m | 2 | 7.9 | m | 0 | RECT. DUCT | 350X150 | . | . | . | VARCF-305 | NO
RECT. DUCT m | 2 | 1.3 | m | 0 | RECT. DUCT | 300X200 | . | . | LOW PRESSURE | VARCF-304/305 | NO
RECT. DUCT m | 2 | 12.4 | m | 0 | RECT. DUCT | 300X200 | . | . | LOW PRESSURE | VARCF-304/305 | NO
RECT. DUCT m | 2 | 3.2 | m | 0 | RECT. DUCT | 200X200 | . | . | . | VARCF-304 | NO
RECT. DUCT m | 2 | 7.3 | m | 0 | RECT. DUCT | 250X250 | . | . | . | VARCF-305 | NO
RECT. DUCT m | 2 | 2.9 | m | 0 | RECT. DUCT | 300X200 | . | . | LOW PRESSURE | VARCF-304/305 | NO
RECT. DUCT m | 2 | 1.9 | m | 0 | RECT. DUCT | 300X250 | . | . | LOW PRESSURE | VARCF-304/305 | NO
RECT. DUCT m | 2 | 6 | m | 0 | RECT. DUCT | 250X200 | . | . | LOW PRESSURE | VARCF-304/305 | NO
RECT. DUCT m | 2 | 8.8 | m | 0 | RECT. DUCT | 250X200 | . | . | LOW PRESSURE | VARCF-304/305 | NO
RECT. DUCT m | 2 | 3.8 | m | 0 | RECT. DUCT | 200X200 | . | . | . | VARCF-304 | NO
RECT. DUCT m | 2 | 2.3 | m | 0 | RECT. DUCT | 300X200 | . | . | LOW PRESSURE | VARCF-304/305 | NO
RECT. DUCT m | 2 | 8.4 | m | 0 | RECT. DUCT | 450X300 | . | . | . | VARCF-305 | NO
RECT. DUCT m | 2 | 14.2 | m | 0 | RECT. DUCT | 600X300 | . | . | . | VARCF-305 | NO
RECT. DUCT m | 2 | 2.7 | m | 0 | RECT. DUCT | 400X350 | . | . | LOW PRESSURE | VARCF-304/305 | NO
RECT. DUCT m | 2 | 10.1 | m | 0 | RECT. DUCT | 300X300 | . | . | . | VARCF-304 | NO
RECT. DUCT m | 2 | 3.7 | m | 0 | RECT. DUCT | 550X300 | . | . | . | VARCF-304 | NO
RECT. DUCT m | 2 | 2.6 | m | 0 | RECT. DUCT | 400X350 | . | . | LOW PRESSURE | VARCF-304/305 | NO
RECT. DUCT m | 2 | 14.2 | m | 0 | RECT. DUCT | 200X200 | . | . | . | VARCF-305 | NO
RECT. DUCT m | 2 | 1.8 | m | 0 | RECT. DUCT | 300X200 | . | . | LOW PRESSURE | VARCF-304/305 | NO
RECT. DUCT m | 2 | 2.2 | m | 0 | RECT. DUCT | 300X200 | . | . | LOW PRESSURE | VARCF-304/305 | NO
RECT. DUCT m | 2 | 8 | m | 0 | RECT. DUCT | 300X250 | . | . | . | VARCF-304 | NO
RECT. DUCT m | 2 | 2.3 | m | 0 | RECT. DUCT | 400X375 | . | . | LOW PRESSURE | VARCF-304/305 | NO
RECT. DUCT m | 2 | 1.4 | m | 0 | RECT. DUCT | 300X250 | . | . | LOW PRESSURE | VARCF-304/305 | NO
RECT. DUCT m | 2 | 14.9 | m | 0 | RECT. DUCT | 700X300 | . | . | . | VARCF-304 | NO
RECT. DUCT m | 2 | 5.2 | m | 0 | RECT. DUCT | 750X350 | . | . | . | VARCF-304 | NO
RECT. DUCT m | 2 | 4 | m | 0 | RECT. DUCT | 750X400 | . | . | . | VARCF-304 | NO
RECT. DUCT m | 2 | 3 | m | 0 | RECT. DUCT | 900X350 | . | . | . | VARCF-304 | NO
RECT. DUCT m | 2 | 10.7 | m | 0 | RECT. DUCT | 1000X450 | . | . | . | VARCF-304 | NO
RECT. DUCT m | 2 | 1.1 | m | 0 | RECT. DUCT | 300X200 | . | . | LOW PRESSURE | VARCF-304/305 | NO
RECT. DUCT m | 2 | 9.5 | m | 0 | RECT. DUCT | 150X150 | . | . | . | VARCF-305 | NO
RECT. DUCT m | 2 | 3.3 | m | 0 | RECT. DUCT | 300X250 | . | . | . | VACF-301 | NO
RECT. DUCT m | 2 | 1.7 | m | 0 | RECT. DUCT | 350X250 | . | . | BP | VA-332-VA-0001 | NO
RECT. DUCT m | 2 | 10.2 | m | 0 | RECT. DUCT | 300X250 | . | . | LOW PRESSURE | VARCF-304/305 | NO
RECT. DUCT m | 2 | 13.8 | m | 0 | RECT. DUCT | 700X300 | . | . | . | VARCF-305 | NO
RECT. DUCT m | 2 | 5.7 | m | 0 | RECT. DUCT | 750X400 | . | . | . | VARCF-305 | NO
RECT. DUCT m | 2 | 7 | m | 0 | RECT. DUCT | 900X400 | . | . | . | VARCF-305 | NO
RECT. DUCT m | 2 | 7 | m | 0 | RECT. DUCT | 1150X400 | . | . | . | VARCF-305 | NO
RECT. DUCT m | 2 | 2.6 | m | 0 | RECT. DUCT | 300X200 | . | . | LOW PRESSURE | VARCF-304/305 | NO
RECT. DUCT m | 2 | 2.7 | m | 0 | RECT. DUCT | 200X150 | . | . | . | VARCF-304 | NO
RECT. DUCT m | 2 | 13.5 | m | 0 | RECT. DUCT | 200X200 | . | 6-SS-16 | . | VE-314-VE-0001 | NO
RECT. DUCT m | 2 | 2.3 | m | 0 | RECT. DUCT | 500X250 | . | . | . | VARCF-305 | NO
RECT. DUCT m | 2 | 3.2 | m | 0 | RECT. DUCT | 600X250 | . | . | . | VARCF-305 | NO
RECT. DUCT m | 2 | 1 | m | 0 | RECT. DUCT | 300X300 | . | . | LOW PRESSURE | VARCF-304/305 | NO
RECT. DUCT m | 2 | 4 | m | 0 | RECT. DUCT | 300X200 | . | . | LOW PRESSURE | VARCF-304/305 | NO
RECT. DUCT m | 2 | 1.5 | m | 0 | RECT. DUCT | 250X250 | . | . | LOW PRESSURE | VARCF-304/305 | NO
RECT. DUCT m | 2 | 2 | m | 0 | RECT. DUCT | 500X400 | . | . | LOW PRESSURE | VARCF-304/305 | NO
RECT. DUCT m | 2 | 7.6 | m | 0 | RECT. DUCT | 250X250 | . | . | . | VARCF-304 | NO
RECT. DUCT m | 2 | 2.5 | m | 0 | RECT. DUCT | 500X400 | . | . | LOW PRESSURE | VARCF-304/305 | NO
RECT. DUCT m | 2 | 6.6 | m | 0 | RECT. DUCT | 300X300 | . | . | LOW PRESSURE | VARCF-304/305 | NO
RECT. DUCT m | 2 | 2.2 | m | 0 | RECT. DUCT | 650X200 | . | . | . | VARCF-304 | NO
RECT. DUCT m | 2 | 2.6 | m | 0 | RECT. DUCT | 500X400 | . | . | LOW PRESSURE | VARCF-304/305 | NO
RECT. DUCT m | 2 | 2.7 | m | 0 | RECT. DUCT | 650X200 | . | . | . | VARCF-304 | NO
RECT. DUCT m | 2 | 1.3 | m | 0 | RECT. DUCT | 450X200 | w/ 1” ACOUSTICAL LINING | . | . | TRANSFER DUCT | NO
RECT. DUCT m | 2 | 1.3 | m | 0 | RECT. DUCT | 450X200 | w/ 1” ACOUSTICAL LINING | . | . | TRANSFER DUCT | NO
RECT. DUCT m | 2 | 1.6 | m | 0 | RECT. DUCT | 650X350 | w/ 1” ACOUSTICAL LINING | . | . | TRANSFER DUCT | NO
RECT. DUCT m | 2 | 1.6 | m | 0 | RECT. DUCT | 950X350 | w/ 1” ACOUSTICAL LINING | . | . | TRANSFER DUCT | NO
RECT. DUCT m | 2 | 0.4 | m | 0 | RECT. DUCT | 350X250 | . | . | BP | VA-334-VA-0001 | NO
RECT. DUCT m | 2 | 1.6 | m | 0 | RECT. DUCT | 650X350 | w/ 1” ACOUSTICAL LINING | . | . | TRANSFER DUCT | NO
RECT. DUCT m | 2 | 1.6 | m | 0 | RECT. DUCT | 650X350 | w/ 1” ACOUSTICAL LINING | . | . | TRANSFER DUCT | NO
RECT. DUCT m | 3 | 2.8 | m | 0 | RECT. DUCT | 800X250 | . | 6-SS-16 | . | VF-368-VF-0001 | NO
RECT. DUCT m | 3 | 0.7 | m | 0 | RECT. DUCT | 1000X400 | . | . | . | VF-368-VF-0001 | NO
RECT. DUCT m | 3 | 3 | m | 0 | RECT. DUCT | 750X250 | . | . | . | VF-368-VF-0001 | NO
RECT. DUCT m | 3 | 1.2 | m | 0 | RECT. DUCT | 300X300 | . | . | . | VF-368-VF-0001 | NO
RECT. DUCT m | 3 | 0.5 | m | 0 | RECT. DUCT | 550X300 | . | 6-SS-16 | . | VF-368-VF-0001 | NO
RECT. DUCT m | 3 | 3.6 | m | 0 | RECT. DUCT | 750X450 | . | 6-SS-16 | . | VF-368-VF-0001 | NO
RECT. DUCT m | 3 | 1.2 | m | 0 | RECT. DUCT | 1200X800 | . | 6-SS-16 | . | VF-368-VF-0001 | NO
RECT. DUCT m | 3 | 0.2 | m | 0 | RECT. DUCT | 250X100 | w/ 1” ACOUSTICAL LINING | 6-SS-16 | . | TRANSFER DUCT | NO
RECT. DUCT m | 3 | 0.2 | m | 0 | RECT. DUCT | 250X100 | w/ 1” ACOUSTICAL LINING | 6-SS-16 | . | TRANSFER DUCT | NO
RECT. DUCT m | 3 | 0.2 | m | 0 | RECT. DUCT | 250X100 | w/ 1” ACOUSTICAL LINING | 6-SS-16 | . | TRANSFER DUCT | NO
RECT. DUCT m | 3 | 0.2 | m | 0 | RECT. DUCT | 250X100 | w/ 1” ACOUSTICAL LINING | 6-SS-16 | . | TRANSFER DUCT | NO
RECT. DUCT m | 3 | 4.4 | m | 0 | RECT. DUCT | 650X350 | . | . | . | VF-368-VF-0001 | NO
RECT. DUCT m | 3 | 0.6 | m | 0 | RECT. DUCT | 450X250 | . | . | . | VF-368-VF-0001 | NO
RECT. DUCT m | 3 | 2.2 | m | 0 | RECT. DUCT | 450X400 | . | 6-SS-16 | . | VF-368-VF-0001 | NO
RECT. DUCT m | 3 | 0.8 | m | 0 | RECT. DUCT | 1000X400 | . | 6-SS-16 | . | VF-368-VF-0001 | NO
RECT. DUCT m | 3 | 1.3 | m | 0 | RECT. DUCT | 250X200 | . | . | LOW PRESSURE | VARCF-304/305 | NO
RECT. DUCT m | 3 | 2.3 | m | 0 | RECT. DUCT | 300X200 | . | . | LOW PRESSURE | VARCF-304/305 | NO
RECT. DUCT m | 3 | 5.5 | m | 0 | RECT. DUCT | 750X500 | . | . | . | VF-368-VF-0001 | NO
RECT. DUCT m | 3 | 6.5 | m | 0 | RECT. DUCT | 300X150 | . | . | . | VARCF-305 | NO
RECT. DUCT m | 3 | 7.5 | m | 0 | RECT. DUCT | 300X250 | . | . | . | VARCF-305 | NO
RECT. DUCT m | 3 | 6.9 | m | 0 | RECT. DUCT | 200X150 | . | . | . | VARCF-304 | NO
RECT. DUCT m | 3 | 14.4 | m | 0 | RECT. DUCT | 350X200 | . | . | LOW PRESSURE | VARCF-304/305 | NO
RECT. DUCT m | 3 | 5.3 | m | 0 | RECT. DUCT | 400X350 | . | . | . | VACF-301 | NO
RECT. DUCT m | 3 | 4.8 | m | 0 | RECT. DUCT | 450X400 | . | . | . | VACF-301 | NO
RECT. DUCT m | 3 | 1.2 | m | 0 | RECT. DUCT | 200X200 | . | . | . | VACF-301 | NO
RECT. DUCT m | 3 | 0.7 | m | 0 | RECT. DUCT | 200X200 | . | . | . | VACF-301 | NO
RECT. DUCT m | 3 | 0.7 | m | 0 | RECT. DUCT | 200X200 | . | . | . | VACF-301 | NO
RECT. DUCT m | 3 | 0.7 | m | 0 | RECT. DUCT | 200X200 | . | . | . | VACF-301 | NO
RECT. DUCT m | 3 | 0.7 | m | 0 | RECT. DUCT | 200X200 | . | . | . | VACF-301 | NO
RECT. DUCT m | 3 | 0.7 | m | 0 | RECT. DUCT | 200X200 | . | . | . | VACF-301 | NO
RECT. DUCT m | 3 | 0.7 | m | 0 | RECT. DUCT | 200X200 | . | . | . | VACF-301 | NO
RECT. DUCT m | 3 | 0.7 | m | 0 | RECT. DUCT | 200X200 | . | . | . | VACF-301 | NO
RECT. DUCT m | 3 | 0.8 | m | 0 | RECT. DUCT | 200X200 | . | . | . | VACF-301 | NO
RECT. DUCT m | 3 | 1.1 | m | 0 | RECT. DUCT | 200X200 | . | . | . | VACF-301 | NO
RECT. DUCT m | 3 | 1.5 | m | 0 | RECT. DUCT | 200X200 | . | . | . | VACF-301 | NO
RECT. DUCT m | 3 | 5.2 | m | 0 | RECT. DUCT | 450X250 | . | . | . | VACF-301 | NO
RECT. DUCT m | 3 | 5.7 | m | 0 | RECT. DUCT | 300X250 | . | . | . | VACF-301 | NO
RECT. DUCT m | 3 | 1.6 | m | 0 | RECT. DUCT | 600X350 | . | . | . | VACF-301 | NO
RECT. DUCT m | 3 | 2.1 | m | 0 | RECT. DUCT | 600X350 | . | . | . | VACF-301 | NO
RECT. DUCT m | 3 | 1.8 | m | 0 | RECT. DUCT | 400X400 | . | . | . | VACF-301 | NO
RECT. DUCT m | 3 | 2.7 | m | 0 | RECT. DUCT | 1150X500 | . | . | . | VARCF-305 | NO
RECT. DUCT m | 3 | 19.7 | m | 0 | RECT. DUCT | 1150X400 | . | . | . | VARCF-305 | NO
RECT. DUCT m | 3 | 14.4 | m | 0 | RECT. DUCT | 1050X450 | . | . | . | VARCF-304 | NO
RECT. DUCT m | 3 | 2.2 | m | 0 | RECT. DUCT | 300X200 | . | . | . | VARCF-305 | NO
RECT. DUCT m | 3 | 4.4 | m | 0 | RECT. DUCT | 300X200 | . | . | . | VARCF-305 | NO
RECT. DUCT m | 3 | 8.5 | m | 0 | RECT. DUCT | 300X200 | . | . | . | VARCF-304 | NO
RECT. DUCT m | 3 | 5.8 | m | 0 | RECT. DUCT | 600X400 | . | . | . | VF-364-VF-0001 | NO
RECT. DUCT m | 3 | 1.6 | m | 0 | RECT. DUCT | 600X300 | . | 6-SS-16 | . | VF-364-VF-0001 | NO
RECT. DUCT m | 3 | 2.4 | m | 0 | RECT. DUCT | 900X500 | . | 6-SS-16 | . | VF-364-VF-0001 | NO
RECT. DUCT m | 3 | 8.4 | m | 0 | RECT. DUCT | 550X450 | . | . | BP | VARC-311-VR-0001 | NO
RECT. DUCT m | 3 | 0.7 | m | 0 | RECT. DUCT | 800X500 | . | . | BP | VARC-311-VR-0001 | NO
RECT. DUCT m | 3 | 0.7 | m | 0 | RECT. DUCT | 800X500 | . | . | BP | VARC-311-VR-0001 | NO
RECT. DUCT m | 3 | 0.7 | m | 0 | RECT. DUCT | 800X500 | . | . | BP | VARC-311-VR-0001 | NO
RECT. DUCT m | 3 | 1.5 | m | 0 | RECT. DUCT | 300X200 | . | . | MP | VARC-311-VA-0001 | NO
RECT. DUCT m | 3 | 1 | m | 0 | RECT. DUCT | 300X250 | . | . | . | VACF-301 | NO
RECT. DUCT m | 3 | 1.3 | m | 0 | RECT. DUCT | 450X200 | w/ 1” ACOUSTICAL LINING | . | . | TRANSFER DUCT | NO
RECT. DUCT m | 3 | 2.9 | m | 0 | RECT. DUCT | 550X450 | . | . | BP | VARC-311-VR-0001 | NO
RECT. DUCT m | 3 | 5.6 | m | 0 | RECT. DUCT | 800X700 | . | 6-SS-16 | BP | VARC-311-VR-0001 | NO
RECT. DUCT m | 3 | 0.6 | m | 0 | RECT. DUCT | 550X450 | . | 6-SS-16 | BP | VARC-311-VR-0001 | NO
RECT. DUCT m | 3 | 0.4 | m | 0 | RECT. DUCT | 1050X700 | . | . | BP | VARC-311-VR-0001 | NO
RECT. DUCT m | 3 | 7.7 | m | 0 | RECT. DUCT | 1250X550 | . | 6-SS-16 | BP | VARC-312-VR-0001 | NO
RECT. DUCT m | 3 | 3.3 | m | 0 | RECT. DUCT | 950X800 | . | 6-SS-16 | BP | VARC-312-VR-0001 | NO
RECT. DUCT m | 3 | 3.5 | m | 0 | RECT. DUCT | 1000X900 | . | . | BP | VARC-312-VR-0001 | NO
RECT. DUCT m | 3 | 4.1 | m | 0 | RECT. DUCT | 950X800 | . | 6-SS-16 | BP | VARC-312-VR-0001 | NO
RECT. DUCT m | 3 | 1.2 | m | 0 | RECT. DUCT | 1200X900 | . | 6-SS-16 | . | VF-365-VF-0001 | NO
RECT. DUCT m | 3 | 5.5 | m | 0 | RECT. DUCT | 1219X813 | . | 6-SS-16 | . | VF-365-VF-0001 | NO
RECT. DUCT m | 3 | 1 | m | 0 | RECT. DUCT | 850X700 | . | . | . | VF-365-VF-0001 | NO
RECT. DUCT m | 3 | 4.3 | m | 0 | RECT. DUCT | 300X250 | . | . | . | VARC-311/312-VA-0001 | NO
RECT. DUCT m | 3 | 10 | m | 0 | RECT. DUCT | 300X250 | . | . | . | VARC-311/312-VA-0001 | NO
RECT. DUCT m | 3 | 13.1 | m | 0 | RECT. DUCT | 300X250 | . | . | . | VARC-311/312-VA-0001 | NO
RECT. DUCT m | 3 | 11.6 | m | 0 | RECT. DUCT | 950X800 | . | . | MP | VARC-312-VA-0001 | NO
RECT. DUCT m | 3 | 0.4 | m | 0 | RECT. DUCT | 1200X900 | . | . | MP | VARC-312-VA-0001 | NO
RECT. DUCT m | 3 | 3.9 | m | 0 | RECT. DUCT | 950X800 | . | . | MP | VARC-312-VA-0001 | NO
RECT. DUCT m | 3 | 0.2 | m | 0 | RECT. DUCT | 1800X900 | . | . | MP | VARC-312-VA-0001 | NO
RECT. DUCT m | 3 | 24.1 | m | 0 | RECT. DUCT | 550X450 | . | . | MP | VARC-311-VA-0001 | NO
RECT. DUCT m | 3 | 5.6 | m | 0 | RECT. DUCT | 550X400 | . | . | MP | VARC-311-VA-0001 | NO
RECT. DUCT m | 3 | 12.1 | m | 0 | RECT. DUCT | 550X400 | . | . | MP | VARC-311-VA-0001 | NO
RECT. DUCT m | 3 | 0.1 | m | 0 | RECT. DUCT | 600X300 | . | . | MP | VARC-311-VA-0001 | NO
RECT. DUCT m | 3 | 0.2 | m | 0 | RECT. DUCT | 600X300 | . | . | MP | VARC-311-VA-0001 | NO
RECT. DUCT m | 3 | 0.2 | m | 0 | RECT. DUCT | 600X300 | . | . | MP | VARC-311-VA-0001 | NO
RECT. DUCT m | 3 | 18.2 | m | 0 | RECT. DUCT | 500X500 | . | 6-SS-16 | BP | VARC-311-VR-0001 | NO
RECT. DUCT m | 3 | 11.9 | m | 0 | RECT. DUCT | 600X400 | . | 6-SS-16 | BP | VARC-311-VR-0001 | NO
RECT. DUCT m | 3 | 0.4 | m | 0 | RECT. DUCT | 850X400 | . | 6-SS-16 | BP | VARC-311-VR-0001 | NO
RECT. DUCT m | 3 | 0.4 | m | 0 | RECT. DUCT | 850X400 | . | 6-SS-16 | BP | VARC-311-VR-0001 | NO
RECT. DUCT m | 3 | 0.4 | m | 0 | RECT. DUCT | 850X400 | . | 6-SS-16 | BP | VARC-311-VR-0001 | NO
RECT. DUCT m | 5 | 6.3 | m | 0 | RECT. DUCT | 550X300 | . | . | . | VARCF-304/305 | NO
RECT. DUCT m | 5 | 6.3 | m | 0 | RECT. DUCT | 700X300 | . | . | . | VARCF-304/305 | NO
RECT. DUCT m | 5 | 5.1 | m | 0 | RECT. DUCT | 900X350 | . | . | . | VARCF-304/305 | NO
RECT. DUCT m | 5 | 4.8 | m | 0 | RECT. DUCT | 550X350 | . | . | . | VARCF-304/305 | NO
RECT. DUCT m | 5 | 1.6 | m | 0 | RECT. DUCT | 650X350 | w/ 1” ACOUSTICAL LINING | . | . | TRANSFER DUCT | NO
RECT. DUCT m | 5 | 1.5 | m | 0 | RECT. DUCT | 650X350 | w/ 1” ACOUSTICAL LINING | . | . | TRANSFER DUCT | NO
RECT. DUCT m | 5 | 1.6 | m | 0 | RECT. DUCT | 650X350 | w/ 1” ACOUSTICAL LINING | . | . | TRANSFER DUCT | NO
RECT. DUCT m | 5 | 1.5 | m | 0 | RECT. DUCT | 650X350 | w/ 1” ACOUSTICAL LINING | . | . | TRANSFER DUCT | NO
RECT. DUCT m | 5 | 1.5 | m | 0 | RECT. DUCT | 650X350 | w/ 1” ACOUSTICAL LINING | . | . | TRANSFER DUCT | NO
RECT. DUCT m | 5 | 1.6 | m | 0 | RECT. DUCT | 650X350 | w/ 1” ACOUSTICAL LINING | . | . | TRANSFER DUCT | NO
RECT. DUCT m | 5 | 3.7 | m | 0 | RECT. DUCT | 300X150 | . | . | . | VC-383-VA-0001 | NO
RECT. DUCT m | 5 | 0.5 | m | 0 | RECT. DUCT | 300X300 | . | 6-SS-16 | . | VC-383-VA-0001 | NO
RECT. DUCT m | 5 | 7.4 | m | 0 | RECT. DUCT | 1350X350 | . | . | . | VARCF-304/305 | NO
RECT. DUCT m | 5 | 9.5 | m | 0 | RECT. DUCT | 1200X450 | . | . | . | VARCF-304/305 | NO
RECT. DUCT m | 5 | 16.5 | m | 0 | RECT. DUCT | 350X350 | . | 6-SS-16 | . | VE-309-VE-0001 | NO
RECT. DUCT m | 5 | 2.2 | m | 0 | RECT. DUCT | 200X200 | . | 6-SS-16 | . | VE-314-VE-0001 | NO
RECT. DUCT m | 5 | 1.6 | m | 0 | RECT. DUCT | 450X450 | . | 6-N-16 | . | VE-308-VE-0001 | NO
RECT. DUCT m | 5 | 8.5 | m | 0 | RECT. DUCT | 350X250 | . | . | LOW PRESSURE | VARCF-302/304 | NO
RECT. DUCT m | 5 | 8.3 | m | 0 | RECT. DUCT | 350X250 | . | . | LOW PRESSURE | VARCF-302/304 | NO
RECT. DUCT m | 5 | 8.3 | m | 0 | RECT. DUCT | 350X250 | . | . | LOW PRESSURE | VARCF-302/304 | NO
RECT. DUCT m | 5 | 1.3 | m | 0 | RECT. DUCT | 400X350 | . | . | LOW PRESSURE | VARCF-302/304 | NO
RECT. DUCT m | 5 | 1.3 | m | 0 | RECT. DUCT | 400X350 | . | . | LOW PRESSURE | VARCF-302/304 | NO
RECT. DUCT m | 5 | 1.1 | m | 0 | RECT. DUCT | 400X350 | . | . | LOW PRESSURE | VARCF-302/304 | NO
RECT. DUCT m | 5 | 1.6 | m | 0 | RECT. DUCT | 950X350 | w/ 1” ACOUSTICAL LINING | . | . | TRANSFER DUCT | NO
RECT. DUCT m | 5 | 1.6 | m | 0 | RECT. DUCT | 950X350 | w/ 1” ACOUSTICAL LINING | . | . | TRANSFER DUCT | NO
RECT. DUCT m | 5 | 1.6 | m | 0 | RECT. DUCT | 950X350 | w/ 1” ACOUSTICAL LINING | . | . | TRANSFER DUCT | NO
RECT. DUCT m | 5 | 1.6 | m | 0 | RECT. DUCT | 950X350 | w/ 1” ACOUSTICAL LINING | . | . | TRANSFER DUCT | NO
RECT. DUCT m | 7 | 6.4 | m | 0 | RECT. DUCT | 350X300 | . | . | LOW PRESSURE | VARCF-302/304 | NO
RECT. DUCT m | 7 | 3.4 | m | 0 | RECT. DUCT | 300X250 | . | . | . | VARCF-302/304 | NO
RECT. DUCT m | 7 | 2.2 | m | 0 | RECT. DUCT | 250X200 | . | . | . | VARCF-302/304 | NO
RECT. DUCT m | 7 | 2.4 | m | 0 | RECT. DUCT | 200X200 | . | . | . | VARCF-302/304 | NO
RECT. DUCT m | 7 | 3.4 | m | 0 | RECT. DUCT | 300X250 | . | . | . | VARCF-302/304 | NO
RECT. DUCT m | 7 | 0.8 | m | 0 | RECT. DUCT | 300X300 | . | . | . | VARCF-302/304 | NO
RECT. DUCT m | 7 | 2.1 | m | 0 | RECT. DUCT | 200X200 | . | . | . | VARCF-302/304 | NO
RECT. DUCT m | 7 | 3.7 | m | 0 | RECT. DUCT | 200X200 | . | 6-SS-16 | . | VE-314-VE-0001 | NO
RECT. DUCT m | 7 | 1.9 | m | 0 | RECT. DUCT | 300X200 | . | . | . | VARCF-302/304 | NO
RECT. DUCT m | 7 | 2.4 | m | 0 | RECT. DUCT | 300X200 | . | . | . | VARCF-302/304 | NO
RECT. DUCT m | 7 | 1.2 | m | 0 | RECT. DUCT | 300X200 | . | . | . | VARCF-302/304 | NO
RECT. DUCT m | 7 | 1.2 | m | 0 | RECT. DUCT | 300X200 | . | . | . | VARCF-302/304 | NO
RECT. DUCT m | 7 | 3.8 | m | 0 | RECT. DUCT | 350X300 | . | . | . | VARCF-302/304 | NO
RECT. DUCT m | 7 | 2.7 | m | 0 | RECT. DUCT | 350X300 | . | . | . | VARCF-302/304 | NO
RECT. DUCT m | 7 | 0.8 | m | 0 | RECT. DUCT | 300X200 | . | . | . | VARCF-302/304 | NO
RECT. DUCT m | 7 | 4.3 | m | 0 | RECT. DUCT | 150X150 | w/ 1” ACOUSTICAL LINING | . | . | TRANSFER DUCT | NO
RECT. DUCT m | 7 | 5.2 | m | 0 | RECT. DUCT | 400X200 | w/ 1” ACOUSTICAL LINING | 6-SS-16 | . | TRANSFER DUCT | NO
RECT. DUCT m | 7 | 2.7 | m | 0 | RECT. DUCT | 400X200 | w/ 1” ACOUSTICAL LINING | 6-SS-16 | . | TRANSFER DUCT | NO
RECT. DUCT m | 7 | 2.4 | m | 0 | RECT. DUCT | 150X150 | w/ 1” ACOUSTICAL LINING | . | . | TRANSFER DUCT | NO
RECT. DUCT m | 32 | 1.9 | m | 0 | RECT. DUCT | 1900X1350 | . | . | MP | VARC-312-VA-0001 | NO
RECT. DUCT m | 32 | 1 | m | 0 | RECT. DUCT | 1350X1219 | . | . | MP | VARC-312-VA-0001 | NO
RECT. DUCT m | 5 | 6.5 | m | 0 | RECT. DUCT | 1000X500 | . | . | . | VARCF-304 | NO
RECT. DUCT m | 6 | 3.4 | m | 0 | RECT. DUCT | 300X300 | . | . | LOW PRESSURE | VARCF-302/304 | NO
RECT. DUCT m | 6 | 5.4 | m | 0 | RECT. DUCT | 400X300 | . | . | LOW PRESSURE | VARCF-302/304 | NO
RECT. DUCT m | 6 | 3.5 | m | 0 | RECT. DUCT | 650X250 | . | . | LOW PRESSURE | VARCF-302/304 | NO
RECT. DUCT m | 6 | 11.7 | m | 0 | RECT. DUCT | 700X300 | . | . | LOW PRESSURE | VARCF-302/304 | NO
RECT. DUCT m | 6 | 3 | m | 0 | RECT. DUCT | 400X300 | . | . | LOW PRESSURE | VARCF-302/304 | NO
RECT. DUCT m | 6 | 4.8 | m | 0 | RECT. DUCT | 400X400 | . | . | LOW PRESSURE | VARCF-302/304 | NO
RECT. DUCT m | 6 | 21.9 | m | 0 | RECT. DUCT | 650X300 | . | . | LOW PRESSURE | VARCF-302/304 | NO
RECT. DUCT m | 6 | 12.9 | m | 0 | RECT. DUCT | 400X300 | . | . | LOW PRESSURE | VARCF-302/304 | NO
RECT. DUCT m | 6 | 8 | m | 0 | RECT. DUCT | 500X250 | . | . | LOW PRESSURE | VARCF-302/304 | NO
RECT. DUCT m | 6 | 2.4 | m | 0 | RECT. DUCT | 400X400 | . | . | LOW PRESSURE | VARCF-302/304 | NO
RECT. DUCT m | 6 | 7.8 | m | 0 | RECT. DUCT | 300X200 | . | . | LOW PRESSURE | VARCF-302/304 | NO
RECT. DUCT m | 6 | 21.1 | m | 0 | RECT. DUCT | 1000X700 | . | . | . | VARCF-304 | NO
RECT. DUCT m | 6 | 15.7 | m | 0 | RECT. DUCT | 1850X700 | . | . | . | VARCF-302 | NO
RECT. DUCT m | 6 | 10.2 | m | 0 | RECT. DUCT | 800X600 | . | . | . | VARCF-302 | NO
RECT. DUCT m | 6 | 5.2 | m | 0 | RECT. DUCT | 1000X550 | . | . | . | VARCF-302 | NO
RECT. DUCT m | 6 | 1.8 | m | 0 | RECT. DUCT | 1000X800 | . | . | . | VARCF-302 | NO
RECT. DUCT m | 6 | 1.4 | m | 0 | RECT. DUCT | 400X350 | . | . | LOW PRESSURE | VARCF-302/304 | NO
RECT. DUCT m | 6 | 7.2 | m | 0 | RECT. DUCT | 400X350 | . | . | LOW PRESSURE | VARCF-302/304 | NO
RECT. DUCT m | 6 | 5.4 | m | 0 | RECT. DUCT | 500X400 | . | . | LOW PRESSURE | VARCF-302/304 | NO
RECT. DUCT m | 6 | 14.7 | m | 0 | RECT. DUCT | 550X350 | . | . | LOW PRESSURE | VARCF-302/304 | NO
RECT. DUCT m | 6 | 2.9 | m | 0 | RECT. DUCT | 350X250 | . | . | LOW PRESSURE | VARCF-302/304 | NO
RECT. DUCT m | 5 | 2.2 | m | 0 | RECT. DUCT | 150X150 | . | . | LOW PRESSURE | VFC-348 | NO
RECT. DUCT m | 5 | 1.8 | m | 0 | RECT. DUCT | 300X80 | . | . | LOW PRESSURE | VFC-348 | NO
RECT. DUCT m | 5 | 2.7 | m | 0 | RECT. DUCT | 150X150 | . | . | LOW PRESSURE | VFC-348 | NO
RECT. DUCT m | 5 | 0.4 | m | 0 | RECT. DUCT | 350X200 | w/ 1” ACOUSTICAL LINING | . | . | TRANSFER DUCT | NO
RECT. DUCT m | 5 | 0.4 | m | 0 | RECT. DUCT | 350X300 | . | . | BP | VA-334-VA-0001 | NO
RECT. DUCT m | 5 | 0.2 | m | 0 | RECT. DUCT | 250X100 | w/ 1” ACOUSTICAL LINING | 6-SS-16 | . | TRANSFER DUCT | NO
RECT. DUCT m | 5 | 0.2 | m | 0 | RECT. DUCT | 250X100 | w/ 1” ACOUSTICAL LINING | 6-SS-16 | . | TRANSFER DUCT | NO
RECT. DUCT m | 5 | 17.6 | m | 0 | RECT. DUCT | 450X300 | . | . | LOW PRESSURE | VFC-348 | NO
RECT. DUCT m | 5 | 0.5 | m | 0 | RECT. DUCT | 300X200 | . | . | LOW PRESSURE | VARCF-304/305 | NO
RECT. DUCT m | 5 | 8.4 | m | 0 | RECT. DUCT | 200X200 | . | . | . | VARCF-302 | NO
RECT. DUCT m | 5 | 3.5 | m | 0 | RECT. DUCT | 200X200 | . | . | . | VARCF-304 | NO
RECT. DUCT m | 5 | 4.9 | m | 0 | RECT. DUCT | 450X300 | . | 6-SS-16 | LOW PRESSURE | VFC-348 | NO
RECT. DUCT m | 5 | 0.8 | m | 0 | RECT. DUCT | 900X900 | . | 6-SS-16 | LOW PRESSURE | VFC-348 | NO
RECT. DUCT m | 5 | 9.7 | m | 0 | RECT. DUCT | 750X450 | . | . | . | VARCF-304 | NO
RECT. DUCT m | 5 | 4.2 | m | 0 | RECT. DUCT | 450X300 | . | . | . | VARCF-304 | NO
RECT. DUCT m | 5 | 1.5 | m | 0 | RECT. DUCT | 500X350 | . | . | . | VARCF-304 | NO
RECT. DUCT m | 5 | 2.6 | m | 0 | RECT. DUCT | 500X450 | . | . | . | VARCF-302/304 | NO
RECT. DUCT m | 5 | 6.4 | m | 0 | RECT. DUCT | 650X300 | . | . | . | VARCF-302 | NO
RECT. DUCT m | 5 | 4.3 | m | 0 | RECT. DUCT | 200X200 | . | . | . | VARCF-302/304 | NO
RECT. DUCT m | 5 | 7 | m | 0 | RECT. DUCT | 200X200 | . | 6-SS-16 | . | VE-314-VE-0001 | NO
RECT. DUCT m | 5 | 0.5 | m | 0 | RECT. DUCT | 200X200 | . | 6-SS-16 | . | VE-314-VE-0001 | NO
RECT. DUCT m | 5 | 4.8 | m | 0 | RECT. DUCT | 300X200 | . | 6-SS-16 | . | VE-314-VE-0001 | NO
RECT. DUCT m | 5 | 3.2 | m | 0 | RECT. DUCT | 200X200 | . | . | . | VACF-301 | NO
RECT. DUCT m | 5 | 1.4 | m | 0 | RECT. DUCT | 400X350 | . | . | . | VACF-301 | NO
RECT. DUCT m | 5 | 1.2 | m | 0 | RECT. DUCT | 450X200 | w/ 1” ACOUSTICAL LINING | . | . | TRANSFER DUCT | NO
RECT. DUCT m | 5 | 1.8 | m | 0 | RECT. DUCT | 400X400 | . | . | . | VACF-301 | NO
RECT. DUCT m | 5 | 1 | m | 0 | RECT. DUCT | 250X250 | . | 6-SS-16 | . | VE-314-VE-0001 | NO
RECT. DUCT m | 5 | 2.6 | m | 0 | RECT. DUCT | 300X200 | . | . | . | VARCF-304/305 | NO
RECT. DUCT m | 5 | 4.2 | m | 0 | RECT. DUCT | 600X300 | . | . | . | VARCF-304/305 | NO
RECT. DUCT m | 5 | 3.3 | m | 0 | RECT. DUCT | 850X300 | . | . | . | VARCF-304/305 | NO
RECT. DUCT m | 5 | 6.5 | m | 0 | RECT. DUCT | 850X300 | . | . | . | VARCF-304/305 | NO
RECT. DUCT m | 5 | 1.6 | m | 0 | RECT. DUCT | 600X300 | . | . | . | VARCF-304/305 | NO
RECT. DUCT m | 5 | 11.3 | m | 0 | RECT. DUCT | 1200X450 | . | . | . | VARCF-304/305 | NO
RECT. DUCT m | 2 | 1.5 | m | 0 | RECT. DUCT | 900X300 | w/ 1” ACOUSTICAL LINING | . | . | TRANSFER DUCT | NO
RECT. DUCT m | 2 | 1.5 | m | 0 | RECT. DUCT | 500X250 | w/ 1” ACOUSTICAL LINING | . | . | TRANSFER DUCT | NO
RECT. DUCT m | 2 | 1.5 | m | 0 | RECT. DUCT | 900X300 | w/ 1” ACOUSTICAL LINING | . | . | TRANSFER DUCT | NO
RECT. DUCT m | 2 | 1.5 | m | 0 | RECT. DUCT | 900X300 | w/ 1” ACOUSTICAL LINING | . | . | TRANSFER DUCT | NO
RECT. DUCT m | 21 | 2.3 | m | 0 | RECT. DUCT | 300X200 | . | . | LOW PRESSURE | VARCF-304/305 | NO
RECT. DUCT m | 21 | 2.5 | m | 0 | RECT. DUCT | 300X200 | . | . | LOW PRESSURE | VARCF-304/305 | NO
RECT. DUCT m | 21 | 2.5 | m | 0 | RECT. DUCT | 300X200 | . | . | LOW PRESSURE | VARCF-304/305 | NO
RECT. DUCT m | 21 | 1 | m | 0 | RECT. DUCT | 200X150 | . | . | . | VARCF-305 | NO
RECT. DUCT m | 21 | 2.6 | m | 0 | RECT. DUCT | 300X200 | . | . | LOW PRESSURE | VARCF-304/305 | NO
RECT. DUCT m | 21 | 9.8 | m | 0 | RECT. DUCT | 750X400 | . | . | . | VARCF-305 | NO
RECT. DUCT m | 21 | 14.8 | m | 0 | RECT. DUCT | 500X400 | . | . | . | VARCF-305 | NO
RECT. DUCT m | 21 | 3 | m | 0 | RECT. DUCT | 400X350 | . | . | . | VARCF-305 | NO
RECT. DUCT m | 21 | 1.8 | m | 0 | RECT. DUCT | 300X200 | . | . | LOW PRESSURE | VARCF-304/305 | NO
RECT. DUCT m | 21 | 1.8 | m | 0 | RECT. DUCT | 300X200 | . | . | LOW PRESSURE | VARCF-304/305 | NO
RECT. DUCT m | 21 | 2.4 | m | 0 | RECT. DUCT | 300X200 | . | . | LOW PRESSURE | VARCF-304/305 | NO
RECT. DUCT m | 21 | 2.4 | m | 0 | RECT. DUCT | 300X200 | . | . | LOW PRESSURE | VARCF-304/305 | NO
RECT. DUCT m | 21 | 2 | m | 0 | RECT. DUCT | 350X300 | . | . | LOW PRESSURE | VARCF-304/305 | NO
RECT. DUCT m | 21 | 1.5 | m | 0 | RECT. DUCT | 500X250 | w/ 1” ACOUSTICAL LINING | . | . | TRANSFER DUCT | NO
RECT. DUCT m | 21 | 1.5 | m | 0 | RECT. DUCT | 500X250 | w/ 1” ACOUSTICAL LINING | . | . | TRANSFER DUCT | NO
RECT. DUCT m | 21 | 5.9 | m | 0 | RECT. DUCT | 300X250 | . | . | . | VARCF-305 | NO
RECT. DUCT m | 21 | 2.3 | m | 0 | RECT. DUCT | 350X300 | . | . | LOW PRESSURE | VARCF-304/305 | NO
RECT. DUCT m | 21 | 1.1 | m | 0 | RECT. DUCT | 300X300 | . | . | LOW PRESSURE | VARCF-304/305 | NO
RECT. DUCT m | 21 | 12.7 | m | 0 | RECT. DUCT | 1200X500 | . | 6-SS-16 | . | VARCF-303 | NO
RECT. DUCT m | 21 | 2.2 | m | 0 | RECT. DUCT | 1270X800 | . | 6-SS-16 | . | VARCF-303 | NO
RECT. DUCT m | 21 | 2 | m | 0 | RECT. DUCT | 700X300 | . | . | . | VARCF-305 | NO
RECT. DUCT m | 21 | 9.8 | m | 0 | RECT. DUCT | 650X300 | . | . | . | VARCF-305 | NO
RECT. DUCT m | 21 | 4.4 | m | 0 | RECT. DUCT | 300X250 | . | . | . | VARCF-305 | NO
RECT. DUCT m | 21 | 5.1 | m | 0 | RECT. DUCT | 250X200 | . | . | . | VARCF-305 | NO
RECT. DUCT m | 21 | 3 | m | 0 | RECT. DUCT | 300X250 | . | . | LOW PRESSURE | VARCF-304/305 | NO
RECT. DUCT m | 21 | 4.5 | m | 0 | RECT. DUCT | 300X250 | . | . | LOW PRESSURE | VARCF-304/305 | NO
RECT. DUCT m | 21 | 6.6 | m | 0 | RECT. DUCT | 350X250 | . | . | . | VARCF-304 | NO
RECT. DUCT m | 21 | 4.5 | m | 0 | RECT. DUCT | 600X200 | . | . | LOW PRESSURE | VARCF-304/305 | NO
RECT. DUCT m | 21 | 1.1 | m | 0 | RECT. DUCT | 350X300 | . | . | LOW PRESSURE | VARCF-304/305 | NO
RECT. DUCT m | 21 | 1.5 | m | 0 | RECT. DUCT | 600X300 | w/ 1” ACOUSTICAL LINING | . | . | TRANSFER DUCT | NO
RECT. DUCT m | 21 | 1.6 | m | 0 | RECT. DUCT | 300X200 | . | . | LOW PRESSURE | VARCF-304/305 | NO
RECT. DUCT m | 21 | 12.5 | m | 0 | RECT. DUCT | 300X200 | . | . | LOW PRESSURE | VARCF-304/305 | NO
RECT. DUCT m | 21 | 2.7 | m | 0 | RECT. DUCT | 300X200 | . | . | LOW PRESSURE | VARCF-304/305 | NO
RECT. DUCT m | 21 | 2.7 | m | 0 | RECT. DUCT | 300X200 | . | . | LOW PRESSURE | VARCF-304/305 | NO
RECT. DUCT m | 21 | 16 | m | 0 | RECT. DUCT | 900X400 | . | . | . | VARCF-305 | NO
RECT. DUCT m | 21 | 0.4 | m | 0 | RECT. DUCT | 350X200 | w/ 1” ACOUSTICAL LINING | . | . | TRANSFER DUCT | NO
RECT. DUCT m | 21 | 0.4 | m | 0 | RECT. DUCT | 350X200 | w/ 1” ACOUSTICAL LINING | . | . | TRANSFER DUCT | NO
RECT. DUCT m | 21 | 3.3 | m | 0 | RECT. DUCT | 250X250 | . | . | . | VARCF-304 | NO
RECT. DUCT m | 21 | 13.8 | m | 0 | RECT. DUCT | 750X400 | . | . | . | VARCF-304 | NO
RECT. DUCT m | 21 | 0.4 | m | 0 | RECT. DUCT | 350X200 | w/ 1” ACOUSTICAL LINING | . | . | TRANSFER DUCT | NO
RECT. DUCT m | 21 | 0.4 | m | 0 | RECT. DUCT | 350X200 | w/ 1” ACOUSTICAL LINING | . | . | TRANSFER DUCT | NO
RECT. DUCT m | 21 | 0.4 | m | 0 | RECT. DUCT | 350X200 | w/ 1” ACOUSTICAL LINING | . | . | TRANSFER DUCT | NO
RECT. DUCT m | 21 | 0.4 | m | 0 | RECT. DUCT | 350X200 | w/ 1” ACOUSTICAL LINING | . | . | TRANSFER DUCT | NO
RECT. DUCT m | 21 | 0.4 | m | 0 | RECT. DUCT | 350X200 | w/ 1” ACOUSTICAL LINING | . | . | TRANSFER DUCT | NO
RECT. DUCT m | 21 | 0.4 | m | 0 | RECT. DUCT | 350X200 | w/ 1” ACOUSTICAL LINING | . | . | TRANSFER DUCT | NO
RECT. DUCT m | 21 | 10.5 | m | 0 | RECT. DUCT | 750X500 | . | . | . | VARCF-304 | NO
RECT. DUCT m | 21 | 3.6 | m | 0 | RECT. DUCT | 1000X400 | . | . | . | VARCF-304 | NO
RECT. DUCT m | 21 | 2.1 | m | 0 | RECT. DUCT | 200X200 | . | 6-SS-16 | . | VE-314-VE-0001 | NO
RECT. DUCT m | 21 | 6.1 | m | 0 | RECT. DUCT | 200X200 | . | 6-SS-16 | . | VE-314-VE-0001 | NO
RECT. DUCT m | 21 | 1.8 | m | 0 | RECT. DUCT | 300X250 | . | 6-SS-16 | LOW PRESSURE | VE-314-VE-0001 | NO
RECT. DUCT m | 21 | 16 | m | 0 | RECT. DUCT | 300X250 | . | . | . | VARCF-305 | NO
RECT. DUCT m | 21 | 16.1 | m | 0 | RECT. DUCT | 200X200 | . | 6-SS-16 | . | VE-314-VE-0001 | NO
RECT. DUCT m | 21 | 7.7 | m | 0 | RECT. DUCT | 250X250 | . | 6-SS-16 | . | VE-314-VE-0001 | NO
RECT. DUCT m | 21 | 7.5 | m | 0 | RECT. DUCT | 200X150 | . | 6-SS-16 | . | VE-314-VE-0001 | NO
RECT. DUCT m | 21 | 1.5 | m | 0 | RECT. DUCT | 900X300 | w/ 1” ACOUSTICAL LINING | . | . | TRANSFER DUCT | NO
RECT. DUCT m | 21 | 2.2 | m | 0 | RECT. DUCT | 300X300 | . | . | LOW PRESSURE | VARCF-304/305 | NO
RECT. DUCT m | 21 | 1.5 | m | 0 | RECT. DUCT | 500X250 | w/ 1” ACOUSTICAL LINING | . | . | TRANSFER DUCT | NO
RECT. DUCT m | 21 | 1.5 | m | 0 | RECT. DUCT | 500X250 | w/ 1” ACOUSTICAL LINING | . | . | TRANSFER DUCT | NO
RECT. DUCT m | 21 | 3.1 | m | 0 | RECT. DUCT | 200X200 | . | . | . | VARCF-304 | NO
RECT. DUCT m | 21 | 1.8 | m | 0 | RECT. DUCT | 300X300 | . | . | LOW PRESSURE | VARCF-304/305 | NO
RECT. DUCT m | 21 | 13.4 | m | 0 | RECT. DUCT | 1000X400 | . | . | . | VARCF-305 | NO
RECT. DUCT m | 21 | 12.9 | m | 0 | RECT. DUCT | 1100X400 | . | . | . | VARCF-305 | NO
RECT. DUCT m | 21 | 3.8 | m | 0 | RECT. DUCT | 300X200 | . | . | LOW PRESSURE | VARCF-304/305 | NO
RECT. DUCT m | 21 | 1.5 | m | 0 | RECT. DUCT | 600X300 | w/ 1” ACOUSTICAL LINING | . | . | TRANSFER DUCT | NO
RECT. DUCT m | 21 | 1.5 | m | 0 | RECT. DUCT | 600X300 | w/ 1” ACOUSTICAL LINING | . | . | TRANSFER DUCT | NO
RECT. DUCT m | 21 | 1.5 | m | 0 | RECT. DUCT | 600X300 | w/ 1” ACOUSTICAL LINING | . | . | TRANSFER DUCT | NO
RECT. DUCT m | 21 | 1.5 | m | 0 | RECT. DUCT | 600X300 | w/ 1” ACOUSTICAL LINING | . | . | TRANSFER DUCT | NO
RECT. DUCT m | 21 | 3.7 | m | 0 | RECT. DUCT | 300X200 | . | . | LOW PRESSURE | VARCF-304/305 | NO
RECT. DUCT m | 21 | 2.4 | m | 0 | RECT. DUCT | 300X200 | . | . | LOW PRESSURE | VARCF-304/305 | NO
RECT. DUCT m | 21 | 2.5 | m | 0 | RECT. DUCT | 300X300 | . | . | LOW PRESSURE | VARCF-304/305 | NO
RECT. DUCT m | 21 | 3.2 | m | 0 | RECT. DUCT | 300X250 | . | . | . | VARCF-304 | NO
RECT. DUCT m | 21 | 2.3 | m | 0 | RECT. DUCT | 300X200 | . | . | LOW PRESSURE | VARCF-304/305 | NO
RECT. DUCT m | 21 | 1.4 | m | 0 | RECT. DUCT | 400X150 | w/ 1” ACOUSTICAL LINING | . | . | TRANSFER DUCT | NO
RECT. DUCT m | 21 | 1.4 | m | 0 | RECT. DUCT | 400X150 | w/ 1” ACOUSTICAL LINING | . | . | TRANSFER DUCT | NO
RECT. DUCT m | 21 | 1.5 | m | 0 | RECT. DUCT | 500X250 | w/ 1” ACOUSTICAL LINING | . | . | TRANSFER DUCT | NO
RECT. DUCT m | 21 | 24.1 | m | 0 | RECT. DUCT | 550X350 | . | . | . | VARCF-304 | NO
RECT. DUCT m | 21 | 9.8 | m | 0 | RECT. DUCT | 300X250 | . | . | . | VARCF-304 | NO
RECT. DUCT m | 21 | 1.8 | m | 0 | RECT. DUCT | 300X200 | . | . | LOW PRESSURE | VARCF-304/305 | NO
RECT. DUCT m | 21 | 3.6 | m | 0 | RECT. DUCT | 250X200 | . | . | . | VARCF-304 | NO
RECT. DUCT m | 21 | 2.2 | m | 0 | RECT. DUCT | 300X300 | . | . | LOW PRESSURE | VARCF-304/305 | NO
RECT. DUCT m | 21 | 1.8 | m | 0 | RECT. DUCT | 300X200 | . | . | LOW PRESSURE | VARCF-304/305 | NO
RECT. DUCT m | 21 | 0.4 | m | 0 | RECT. DUCT | 400X350 | w/ 1” ACOUSTICAL LINING | . | . | TRANSFER DUCT | NO
RECT. DUCT m | 21 | 0.4 | m | 0 | RECT. DUCT | 350X200 | w/ 1” ACOUSTICAL LINING | . | . | TRANSFER DUCT | NO
RECT. DUCT m | 21 | 0.4 | m | 0 | RECT. DUCT | 350X200 | w/ 1” ACOUSTICAL LINING | . | . | TRANSFER DUCT | NO
RECT. DUCT m | 21 | 0.4 | m | 0 | RECT. DUCT | 400X350 | w/ 1” ACOUSTICAL LINING | . | . | TRANSFER DUCT | NO
RECT. DUCT m | 21 | 0.4 | m | 0 | RECT. DUCT | 400X350 | w/ 1” ACOUSTICAL LINING | . | . | TRANSFER DUCT | NO
RECT. DUCT m | 21 | 1.7 | m | 0 | RECT. DUCT | 300X250 | . | . | LOW PRESSURE | VARCF-304/305 | NO
RECT. DUCT m | 21 | 1.8 | m | 0 | RECT. DUCT | 300X200 | . | . | LOW PRESSURE | VARCF-304/305 | NO
RECT. DUCT m | 21 | 1.8 | m | 0 | RECT. DUCT | 300X200 | . | . | LOW PRESSURE | VARCF-304/305 | NO
RECT. DUCT m | 21 | 1.7 | m | 0 | RECT. DUCT | 300X200 | . | . | LOW PRESSURE | VARCF-304/305 | NO
RECT. DUCT m | 21 | 0.4 | m | 0 | RECT. DUCT | 350X200 | w/ 1” ACOUSTICAL LINING | . | . | TRANSFER DUCT | NO
RECT. DUCT m | 21 | 0.4 | m | 0 | RECT. DUCT | 350X200 | w/ 1” ACOUSTICAL LINING | . | . | TRANSFER DUCT | NO
RECT. DUCT m | 21 | 0.4 | m | 0 | RECT. DUCT | 350X200 | w/ 1” ACOUSTICAL LINING | . | . | TRANSFER DUCT | NO
RECT. DUCT m | 21 | 2 | m | 0 | RECT. DUCT | 300X200 | . | . | LOW PRESSURE | VARCF-304/305 | NO
RECT. DUCT m | 21 | 2 | m | 0 | RECT. DUCT | 300X250 | . | . | LOW PRESSURE | VARCF-304/305 | NO
RECT. DUCT m | 21 | 5.3 | m | 0 | RECT. DUCT | 300X200 | . | . | . | VARCF-305 | NO
RECT. DUCT m | 21 | 3 | m | 0 | RECT. DUCT | 1000X400 | . | . | . | VARCF-305 | NO
RECT. DUCT m | 21 | 2.5 | m | 0 | RECT. DUCT | 950X550 | . | . | . | VARCF-305 | NO
RECT. DUCT m | 21 | 4.8 | m | 0 | RECT. DUCT | 350X300 | . | . | LOW PRESSURE | VARCF-304/305 | NO
RECT. DUCT m | 21 | 1.5 | m | 0 | RECT. DUCT | 600X300 | w/ 1” ACOUSTICAL LINING | . | . | TRANSFER DUCT | NO
RECT. DUCT m | 21 | 9.5 | m | 0 | RECT. DUCT | 250X200 | . | . | . | VARCF-304 | NO
RECT. DUCT m | 21 | 5.2 | m | 0 | RECT. DUCT | 300X250 | . | . | . | VARCF-304 | NO
RECT. DUCT m | 21 | 3.1 | m | 0 | RECT. DUCT | 1700X950 | . | . | . | VARCF-304 | NO
RECT. DUCT m | 21 | 0.4 | m | 0 | RECT. DUCT | 350X200 | w/ 1” ACOUSTICAL LINING | . | . | TRANSFER DUCT | NO
RECT. DUCT m | 21 | 0.4 | m | 0 | RECT. DUCT | 350X200 | w/ 1” ACOUSTICAL LINING | . | . | TRANSFER DUCT | NO
RECT. DUCT m | 21 | 1.6 | m | 0 | RECT. DUCT | 300X250 | . | . | LOW PRESSURE | VARCF-304/305 | NO
RECT. DUCT m | 21 | 1.5 | m | 0 | RECT. DUCT | 500X250 | w/ 1” ACOUSTICAL LINING | . | . | TRANSFER DUCT | NO
RECT. DUCT m | 21 | 1.5 | m | 0 | RECT. DUCT | 500X250 | w/ 1” ACOUSTICAL LINING | . | . | TRANSFER DUCT | NO
RECT. DUCT m | 21 | 1.5 | m | 0 | RECT. DUCT | 600X300 | w/ 1” ACOUSTICAL LINING | . | . | TRANSFER DUCT | NO
RECT. DUCT m | 21 | 0.8 | m | 0 | RECT. DUCT | 350X300 | . | . | BP | VA-333-VA-0001 | NO
RECT. DUCT m | 21 | 2 | m | 0 | RECT. DUCT | 300X300 | . | . | LOW PRESSURE | VARCF-304/305 | NO
RECT. DUCT m | 21 | 2.5 | m | 0 | RECT. DUCT | 300X300 | . | . | LOW PRESSURE | VFC-341 | NO
RECT. DUCT m | 21 | 3.3 | m | 0 | RECT. DUCT | 500X300 | . | . | LOW PRESSURE | VFC-341 | NO
RECT. DUCT m | 21 | 2.6 | m | 0 | RECT. DUCT | 350X350 | . | . | LOW PRESSURE | VFC-341 | NO
RECT. DUCT m | 21 | 3.5 | m | 0 | RECT. DUCT | 600X400 | . | . | LOW PRESSURE | VFC-341 | NO
RECT. DUCT m | 21 | 2.6 | m | 0 | RECT. DUCT | 300X200 | . | . | LOW PRESSURE | VARCF-304/305 | NO
RECT. DUCT m | 21 | 2.4 | m | 0 | RECT. DUCT | 200X150 | . | . | . | VARCF-302 | NO
RECT. DUCT m | 21 | 2.2 | m | 0 | RECT. DUCT | 300X300 | . | . | . | VARCF-302 | NO
RECT. DUCT m | 21 | 1.6 | m | 0 | RECT. DUCT | 300X250 | . | . | LOW PRESSURE | VARCF-302/304 | NO
RECT. DUCT m | 21 | 5.5 | m | 0 | RECT. DUCT | 250X250 | . | . | . | VARCF-304 | NO
RECT. DUCT m | 21 | 0.4 | m | 0 | RECT. DUCT | 350X200 | w/ 1” ACOUSTICAL LINING | . | . | TRANSFER DUCT | NO
RECT. DUCT m | 21 | 0.4 | m | 0 | RECT. DUCT | 350X200 | w/ 1” ACOUSTICAL LINING | . | . | TRANSFER DUCT | NO
RECT. DUCT m | 21 | 0.4 | m | 0 | RECT. DUCT | 350X200 | w/ 1” ACOUSTICAL LINING | . | . | TRANSFER DUCT | NO
RECT. DUCT m | 21 | 0.8 | m | 0 | RECT. DUCT | 350X300 | . | . | BP | VA-332-VA-0001 | NO
RECT. DUCT m | 21 | 1.7 | m | 0 | RECT. DUCT | 800X300 | w/ 1” ACOUSTICAL LINING | . | . | TRANSFER DUCT | NO
RECT. DUCT m | 21 | 0.1 | m | 0 | RECT. DUCT | 600X250 | w/ 1” ACOUSTICAL LINING | . | . | TRANSFER DUCT | NO
RECT. DUCT m | 21 | 1 | m | 0 | RECT. DUCT | 800X600 | w/ 1” ACOUSTICAL LINING | . | . | TRANSFER DUCT | NO
RECT. DUCT m | 21 | 5.1 | m | 0 | RECT. DUCT | 250X150 | . | . | MP | VARC-310-VA-0001 | NO
RECT. DUCT m | 21 | 6 | m | 0 | RECT. DUCT | 300X250 | . | . | MP | VARC-310-VA-0001 | NO
RECT. DUCT m | 21 | 1.9 | m | 0 | RECT. DUCT | 400X250 | . | . | MP | VARC-310-VA-0001 | NO
RECT. DUCT m | 21 | 9 | m | 0 | RECT. DUCT | 700X300 | . | . | MP | VARC-310-VA-0001 | NO
RECT. DUCT m | 21 | 1.8 | m | 0 | RECT. DUCT | 300X200 | . | . | LOW PRESSURE | VARCF-302/304 | NO
RECT. DUCT m | 21 | 3.2 | m | 0 | RECT. DUCT | 200X200 | . | . | . | VARCF-304 | NO
RECT. DUCT m | 21 | 3.6 | m | 0 | RECT. DUCT | 200X200 | . | . | . | VARCF-302 | NO
RECT. DUCT m | 21 | 1.5 | m | 0 | RECT. DUCT | 300X200 | . | . | LOW PRESSURE | VARCF-302/304 | NO
RECT. DUCT m | 21 | 3.7 | m | 0 | RECT. DUCT | 250X250 | . | . | . | VARCF-304 | NO
RECT. DUCT m | 21 | 1.4 | m | 0 | RECT. DUCT | 400X150 | w/ 1” ACOUSTICAL LINING | . | . | TRANSFER DUCT | NO
RECT. DUCT m | 31 | 0.3 | m | 0 | RECT. DUCT | 700X300 | . | . | MP | VARC-310-VA-0001 | NO
RECT. DUCT m | 19 | 7.1 | m | 0 | RECT. DUCT | 850X400 | . | . | . | VARCF-302 | NO
RECT. DUCT m | 19 | 7.8 | m | 0 | RECT. DUCT | 650X400 | . | . | . | VARCF-302 | NO
RECT. DUCT m | 19 | 4.3 | m | 0 | RECT. DUCT | 500X400 | . | . | . | VARCF-302 | NO
RECT. DUCT m | 19 | 9 | m | 0 | RECT. DUCT | 600X400 | . | . | . | VARCF-302 | NO
RECT. DUCT m | 19 | 7 | m | 0 | RECT. DUCT | 650X450 | . | . | . | VARCF-302 | NO
RECT. DUCT m | 19 | 1.7 | m | 0 | RECT. DUCT | 1200X450 | . | . | . | VARCF-302 | NO
RECT. DUCT m | 19 | 5.5 | m | 0 | RECT. DUCT | 700X400 | . | . | . | VARCF-302 | NO
RECT. DUCT m | 19 | 7.4 | m | 0 | RECT. DUCT | 650X400 | . | . | . | VARCF-302 | NO
RECT. DUCT m | 19 | 12.7 | m | 0 | RECT. DUCT | 550X400 | . | . | . | VARCF-302 | NO
RECT. DUCT m | 19 | 10.2 | m | 0 | RECT. DUCT | 700X400 | . | . | . | VARCF-302 | NO
RECT. DUCT m | 19 | 9.6 | m | 0 | RECT. DUCT | 900X400 | . | . | . | VARCF-302 | NO
RECT. DUCT m | 19 | 1.9 | m | 0 | RECT. DUCT | 1800X500 | . | . | . | VARCF-302 | NO
RECT. DUCT m | 24 | 5.5 | m | 0 | RECT. DUCT | 1422X1067 | . | . | . | VARCF-304 | NO
RECT. DUCT m | 24 | 2.3 | m | 0 | RECT. DUCT | 1727X914 | . | . | . | VARCF-304 | NO
RECT. DUCT m | 24 | 0.7 | m | 0 | RECT. DUCT | 1500X1500 | . | . | . | VARCF-304 | NO
RECT. DUCT m | 24 | 29 | m | 0 | RECT. DUCT | 1778X1473 | . | . | . | VARCF-304 | NO
RECT. DUCT m | 24 | 4 | m | 0 | RECT. DUCT | 1829X1829 | . | . | . | VARCF-304 | NO
RECT. DUCT m | 24 | 5.4 | m | 0 | RECT. DUCT | 600X600 | . | 6-SS-16 | . | VARCF-304 | NO
RECT. DUCT m | 24 | 6.7 | m | 0 | RECT. DUCT | 200X200 | . | . | . | VARCF-302 | NO
RECT. DUCT m | 24 | 3.5 | m | 0 | RECT. DUCT | 559X559 | . | . | . | VARCF-304 | NO
RECT. DUCT m | 24 | 1.6 | m | 0 | RECT. DUCT | 1219X813 | . | . | LOW PRESSURE | VFC-342 | NO
RECT. DUCT m | 24 | 5.5 | m | 0 | RECT. DUCT | 300X300 | . | . | . | VARCF-304 | NO
RECT. DUCT m | 24 | 0.2 | m | 0 | RECT. DUCT | 1450X1500 | . | 6-SS-16 | . | VARCF-304 | NO
RECT. DUCT m | 24 | 0.2 | m | 0 | RECT. DUCT | 1450X1500 | . | 6-SS-16 | . | VARCF-305 | NO
RECT. DUCT m | 24 | 3.5 | m | 0 | RECT. DUCT | 2032X1524 | . | 6-SS-16 | . | VARCF-303 | NO
RECT. DUCT m | 24 | 5.7 | m | 0 | RECT. DUCT | 1727X1575 | . | 6-SS-16 | . | VARCF-303 | NO
RECT. DUCT m | 24 | 9.1 | m | 0 | RECT. DUCT | 1981X1575 | . | . | . | VARCF-305 | NO
RECT. DUCT m | 24 | 11 | m | 0 | RECT. DUCT | 610X356 | . | 6-SS-16 | . | VE-314-VE-0001 | NO
RECT. DUCT m | 24 | 22.7 | m | 0 | RECT. DUCT | 610X356 | . | 6-SS-16 | . | VE-314-VE-0001 | NO
RECT. DUCT m | 24 | 2.1 | m | 0 | RECT. DUCT | 610X406 | . | . | LOW PRESSURE | VFC-341 | NO
RECT. DUCT m | 24 | 2.3 | m | 0 | RECT. DUCT | 610X406 | . | 6-SS-16 | LOW PRESSURE | VFC-341 | NO
RECT. DUCT m | 24 | 3.3 | m | 0 | RECT. DUCT | 914X356 | . | . | BP | VA-332-VA-0001 | NO
RECT. DUCT m | 24 | 4.6 | m | 0 | RECT. DUCT | 1200X650 | w/ 1” ACOUSTICAL LINING | . | . | TRANSFER DUCT | NO
RECT. DUCT m | 25 | 14 | m | 0 | RECT. DUCT | 1778X1676 | . | . | . | VARCF-302 | NO
RECT. DUCT m | 25 | 16.1 | m | 0 | RECT. DUCT | 1981X1524 | . | . | . | VARCF-302 | NO
RECT. DUCT m | 25 | 0.2 | m | 0 | RECT. DUCT | 1700X750 | . | . | MP | VARC-310-VA-0001 | NO
RECT. DUCT m | 25 | 11 | m | 0 | RECT. DUCT | 813X610 | . | . | MP | VARC-310-VA-0001 | NO
RECT. DUCT m | 25 | 6.2 | m | 0 | RECT. DUCT | 813X813 | . | . | MP | VARC-310-VA-0001 | NO
RECT. DUCT m | 25 | 3.2 | m | 0 | RECT. DUCT | 200X200 | . | 6-SS-16 | . | VARCF-303 | NO
RECT. DUCT m | 22 | 8.8 | m | 0 | RECT. DUCT | 700X350 | . | . | . | VARCF-302 | NO
RECT. DUCT m | 22 | 8.4 | m | 0 | RECT. DUCT | 550X300 | . | . | . | VARCF-302 | NO
RECT. DUCT m | 22 | 8.6 | m | 0 | RECT. DUCT | 350X300 | . | . | . | VARCF-302 | NO
RECT. DUCT m | 22 | 10.6 | m | 0 | RECT. DUCT | 700X300 | . | . | . | VARCF-302 | NO
RECT. DUCT m | 22 | 1.7 | m | 0 | RECT. DUCT | 1000X450 | . | . | . | VARCF-302 | NO
RECT. DUCT m | 22 | 5.7 | m | 0 | RECT. DUCT | 700X400 | . | . | . | VARCF-302 | NO
RECT. DUCT m | 22 | 8.3 | m | 0 | RECT. DUCT | 850X300 | . | . | . | VARCF-302 | NO
RECT. DUCT m | 22 | 9.3 | m | 0 | RECT. DUCT | 450X300 | . | . | . | VARCF-302 | NO
RECT. DUCT m | 22 | 12.7 | m | 0 | RECT. DUCT | 500X250 | . | . | . | VARCF-302 | NO
RECT. DUCT m | 22 | 9.5 | m | 0 | RECT. DUCT | 500X400 | . | . | . | VARCF-302 | NO
RECT. DUCT m | 22 | 1.9 | m | 0 | RECT. DUCT | 900X450 | . | . | . | VARCF-302 | NO
RECT. DUCT m | 22 | 2 | m | 0 | RECT. DUCT | 300X300 | . | . | . | VARCF-302 | NO
RECT. DUCT m | 22 | 6.1 | m | 0 | RECT. DUCT | 250X250 | . | . | . | VARCF-304 | NO
RECT. DUCT m | 22 | 1.5 | m | 0 | RECT. DUCT | 300X200 | . | . | LOW PRESSURE | VARCF-302/304 | NO
RECT. DUCT m | 22 | 1.5 | m | 0 | RECT. DUCT | 300X200 | . | . | LOW PRESSURE | VARCF-302/304 | NO
RECT. DUCT m | 22 | 4.4 | m | 0 | RECT. DUCT | 600X300 | . | . | . | VARCF-304 | NO
RECT. DUCT m | 22 | 2.4 | m | 0 | RECT. DUCT | 300X200 | . | . | LOW PRESSURE | VARCF-302/304 | NO
RECT. DUCT m | 22 | 1.7 | m | 0 | RECT. DUCT | 300X200 | . | . | LOW PRESSURE | VARCF-302/304 | NO
RECT. DUCT m | 22 | 9 | m | 0 | RECT. DUCT | 450X300 | . | . | . | VARCF-304 | NO
RECT. DUCT m | 22 | 1.5 | m | 0 | RECT. DUCT | 300X200 | . | . | LOW PRESSURE | VARCF-302/304 | NO
RECT. DUCT m | 22 | 1.7 | m | 0 | RECT. DUCT | 300X200 | . | . | LOW PRESSURE | VARCF-302/304 | NO
RECT. DUCT m | 22 | 1.7 | m | 0 | RECT. DUCT | 300X200 | . | . | LOW PRESSURE | VARCF-302/304 | NO
RECT. DUCT m | 22 | 17.2 | m | 0 | RECT. DUCT | 350X300 | . | . | . | VARCF-304 | NO
RECT. DUCT m | 22 | 1.7 | m | 0 | RECT. DUCT | 300X200 | . | . | LOW PRESSURE | VARCF-302/304 | NO
RECT. DUCT m | 22 | 1.7 | m | 0 | RECT. DUCT | 300X200 | . | . | LOW PRESSURE | VARCF-302/304 | NO
RECT. DUCT m | 22 | 1.5 | m | 0 | RECT. DUCT | 300X200 | . | . | LOW PRESSURE | VARCF-302/304 | NO
RECT. DUCT m | 22 | 2.9 | m | 0 | RECT. DUCT | 300X200 | . | . | LOW PRESSURE | VARCF-302/304 | NO
RECT. DUCT m | 22 | 3.4 | m | 0 | RECT. DUCT | 200X200 | . | . | . | VARCF-302 | NO
RECT. DUCT m | 22 | 21.1 | m | 0 | RECT. DUCT | 250X200 | . | . | . | VARCF-304 | NO
RECT. DUCT m | 22 | 32.2 | m | 0 | RECT. DUCT | 450X300 | . | . | . | VARCF-304 | NO
RECT. DUCT m | 22 | 6.3 | m | 0 | RECT. DUCT | 300X250 | . | . | . | VARCF-302 | NO
RECT. DUCT m | 22 | 2.4 | m | 0 | RECT. DUCT | 300X200 | . | . | LOW PRESSURE | VARCF-302/304 | NO
RECT. DUCT m | 22 | 2.4 | m | 0 | RECT. DUCT | 300X250 | . | . | LOW PRESSURE | VARCF-302/304 | NO
RECT. DUCT m | 22 | 1.8 | m | 0 | RECT. DUCT | 300X200 | . | . | LOW PRESSURE | VARCF-302/304 | NO
RECT. DUCT m | 22 | 1.8 | m | 0 | RECT. DUCT | 300X200 | . | . | LOW PRESSURE | VARCF-302/304 | NO
RECT. DUCT m | 22 | 2.3 | m | 0 | RECT. DUCT | 300X200 | . | . | LOW PRESSURE | VARCF-302/304 | NO
RECT. DUCT m | 22 | 2.5 | m | 0 | RECT. DUCT | 300X200 | . | . | LOW PRESSURE | VARCF-302/304 | NO
RECT. DUCT m | 22 | 2.4 | m | 0 | RECT. DUCT | 300X200 | . | . | LOW PRESSURE | VARCF-302/304 | NO
RECT. DUCT m | 22 | 2.4 | m | 0 | RECT. DUCT | 300X200 | . | . | LOW PRESSURE | VARCF-302/304 | NO
RECT. DUCT m | 22 | 2.4 | m | 0 | RECT. DUCT | 300X200 | . | . | LOW PRESSURE | VARCF-302/304 | NO
RECT. DUCT m | 22 | 2.6 | m | 0 | RECT. DUCT | 200X200 | . | . | . | VARCF-302 | NO
RECT. DUCT m | 22 | 4.9 | m | 0 | RECT. DUCT | 450X300 | . | . | . | VARCF-302 | NO
RECT. DUCT m | 22 | 5.2 | m | 0 | RECT. DUCT | 350X300 | . | . | . | VARCF-304 | NO
RECT. DUCT m | 22 | 2.3 | m | 0 | RECT. DUCT | 550X300 | . | . | LOW PRESSURE | VARCF-302/304 | NO
RECT. DUCT m | 22 | 2.5 | m | 0 | RECT. DUCT | 400X300 | . | . | LOW PRESSURE | VARCF-302/304 | NO
RECT. DUCT m | 22 | 1.6 | m | 0 | RECT. DUCT | 400X300 | . | . | LOW PRESSURE | VARCF-302/304 | NO
RECT. DUCT m | 22 | 19.7 | m | 0 | RECT. DUCT | 200X200 | . | 6-SS-16 | . | VE-314-VE-0001 | NO
RECT. DUCT m | 22 | 1.8 | m | 0 | RECT. DUCT | 250X200 | . | 6-SS-16 | . | VE-314-VE-0001 | NO
RECT. DUCT m | 22 | 1.7 | m | 0 | RECT. DUCT | 200X200 | . | 6-SS-16 | . | VE-314-VE-0001 | NO
RECT. DUCT m | 22 | 2.9 | m | 0 | RECT. DUCT | 250X200 | . | 6-SS-16 | LOW PRESSURE | VE-314-VE-0001 | NO
RECT. DUCT m | 22 | 5.2 | m | 0 | RECT. DUCT | 200X200 | . | . | . | VACF-301 | NO
RECT. DUCT m | 22 | 3.9 | m | 0 | RECT. DUCT | 250X250 | . | . | . | VACF-301 | NO
RECT. DUCT m | 22 | 0.8 | m | 0 | RECT. DUCT | 300X300 | . | . | . | VACF-301 | NO
RECT. DUCT m | 22 | 1.4 | m | 0 | RECT. DUCT | 300X300 | . | . | . | VACF-301 | NO
RECT. DUCT m | 22 | 3.5 | m | 0 | RECT. DUCT | 250X200 | . | . | . | VACF-301 | NO
RECT. DUCT m | 22 | 0.3 | m | 0 | RECT. DUCT | 200X200 | . | . | . | VACF-301 | NO
RECT. DUCT m | 22 | 0.3 | m | 0 | RECT. DUCT | 200X200 | . | . | . | VACF-301 | NO
RECT. DUCT m | 22 | 1.7 | m | 0 | RECT. DUCT | 400X375 | . | . | LOW PRESSURE | VACF-301 | NO
RECT. DUCT m | 22 | 1.4 | m | 0 | RECT. DUCT | 200X200 | . | . | . | VACF-301 | NO
RECT. DUCT m | 22 | 8.8 | m | 0 | RECT. DUCT | 1400X400 | . | 6-SS-16 | . | VARCF-303 | NO
RECT. DUCT m | 22 | 3.9 | m | 0 | RECT. DUCT | 1000X550 | . | 6-SS-16 | . | VARCF-303 | NO
RECT. DUCT m | 22 | 1.6 | m | 0 | RECT. DUCT | 400X300 | . | . | LOW PRESSURE | VARCF-302/304 | NO
RECT. DUCT m | 22 | 1.3 | m | 0 | RECT. DUCT | 250X250 | . | . | LOW PRESSURE | VARCF-302/304 | NO
RECT. DUCT m | 22 | 1.8 | m | 0 | RECT. DUCT | 250X250 | . | . | LOW PRESSURE | VARCF-302/304 | NO
RECT. DUCT m | 22 | 6.5 | m | 0 | RECT. DUCT | 400X350 | . | . | . | VARCF-304 | NO
RECT. DUCT m | 22 | 11.7 | m | 0 | RECT. DUCT | 300X250 | . | . | . | VARCF-304 | NO
RECT. DUCT m | 22 | 2 | m | 0 | RECT. DUCT | 300X200 | . | . | LOW PRESSURE | VARCF-302/304 | NO
RECT. DUCT m | 22 | 1.9 | m | 0 | RECT. DUCT | 300X200 | . | . | LOW PRESSURE | VARCF-302/304 | NO
RECT. DUCT m | 22 | 2 | m | 0 | RECT. DUCT | 300X200 | . | . | LOW PRESSURE | VARCF-302/304 | NO
RECT. DUCT m | 22 | 2.1 | m | 0 | RECT. DUCT | 300X200 | . | . | LOW PRESSURE | VARCF-302/304 | NO
RECT. DUCT m | 22 | 1.6 | m | 0 | RECT. DUCT | 300X200 | . | . | LOW PRESSURE | VARCF-302/304 | NO
RECT. DUCT m | 22 | 4.6 | m | 0 | RECT. DUCT | 1400X500 | . | 6-SS-16 | . | VARCF-303 | NO
RECT. DUCT m | 22 | 3.6 | m | 0 | RECT. DUCT | 1650X400 | . | 6-SS-16 | . | VARCF-303 | NO
RECT. DUCT m | 22 | 2.3 | m | 0 | RECT. DUCT | 300X200 | . | . | LOW PRESSURE | VARCF-302/304 | NO
RECT. DUCT m | 22 | 5.1 | m | 0 | RECT. DUCT | 300X250 | . | . | . | VARCF-302 | NO
RECT. DUCT m | 22 | 1.3 | m | 0 | RECT. DUCT | 250X250 | . | . | . | VARCF-302 | NO
RECT. DUCT m | 22 | 1.7 | m | 0 | RECT. DUCT | 300X200 | . | . | LOW PRESSURE | VARCF-302/304 | NO
RECT. DUCT m | 22 | 5.1 | m | 0 | RECT. DUCT | 200X200 | . | . | . | VARCF-304 | NO
RECT. DUCT m | 22 | 3.5 | m | 0 | RECT. DUCT | 300X200 | . | . | LOW PRESSURE | VARCF-302/304 | NO
RECT. DUCT m | 22 | 1.3 | m | 0 | RECT. DUCT | 200X200 | . | . | . | VARCF-302 | NO
RECT. DUCT m | 22 | 1.9 | m | 0 | RECT. DUCT | 300X200 | . | . | LOW PRESSURE | VARCF-302/304 | NO
RECT. DUCT m | 22 | 10.5 | m | 0 | RECT. DUCT | 250X250 | . | . | LOW PRESSURE | VARCF-302/304 | NO
RECT. DUCT m | 22 | 1.9 | m | 0 | RECT. DUCT | 300X200 | . | . | LOW PRESSURE | VARCF-302/304 | NO
RECT. DUCT m | 22 | 1.9 | m | 0 | RECT. DUCT | 300X250 | . | . | LOW PRESSURE | VARCF-302/304 | NO
RECT. DUCT m | 22 | 1.9 | m | 0 | RECT. DUCT | 300X200 | . | . | LOW PRESSURE | VARCF-302/304 | NO
RECT. DUCT m | 22 | 0.8 | m | 0 | RECT. DUCT | 200X200 | . | . | . | VARCF-302/304 | NO
RECT. DUCT m | 22 | 0.4 | m | 0 | RECT. DUCT | 600X450 | . | 6-SS-16 | . | VARCF-303 | NO
RECT. DUCT m | 21 | 0.1 | m | 0 | RECT. DUCT | 650X250 | . | 6-SS-16 | . | VARCF-303 | NO
RECT. DUCT m | 22 | 0.4 | m | 0 | RECT. DUCT | 400X350 | w/ 1” ACOUSTICAL LINING | . | . | TRANSFER DUCT | NO
RECT. DUCT m | 22 | 0.4 | m | 0 | RECT. DUCT | 400X350 | w/ 1” ACOUSTICAL LINING | . | . | TRANSFER DUCT | NO
RECT. DUCT m | 22 | 0.4 | m | 0 | RECT. DUCT | 350X200 | w/ 1” ACOUSTICAL LINING | . | . | TRANSFER DUCT | NO
RECT. DUCT m | 22 | 0.4 | m | 0 | RECT. DUCT | 350X200 | w/ 1” ACOUSTICAL LINING | . | . | TRANSFER DUCT | NO
RECT. DUCT m | 22 | 0.4 | m | 0 | RECT. DUCT | 350X200 | w/ 1” ACOUSTICAL LINING | . | . | TRANSFER DUCT | NO
RECT. DUCT m | 22 | 0.4 | m | 0 | RECT. DUCT | 350X200 | w/ 1” ACOUSTICAL LINING | . | . | TRANSFER DUCT | NO
RECT. DUCT m | 22 | 0.4 | m | 0 | RECT. DUCT | 350X200 | w/ 1” ACOUSTICAL LINING | . | . | TRANSFER DUCT | NO
RECT. DUCT m | 22 | 0.4 | m | 0 | RECT. DUCT | 350X200 | w/ 1” ACOUSTICAL LINING | . | . | TRANSFER DUCT | NO
RECT. DUCT m | 22 | 0.4 | m | 0 | RECT. DUCT | 350X200 | w/ 1” ACOUSTICAL LINING | . | . | TRANSFER DUCT | NO
RECT. DUCT m | 22 | 0.4 | m | 0 | RECT. DUCT | 400X350 | w/ 1” ACOUSTICAL LINING | . | . | TRANSFER DUCT | NO
RECT. DUCT m | 22 | 0.4 | m | 0 | RECT. DUCT | 400X350 | w/ 1” ACOUSTICAL LINING | . | . | TRANSFER DUCT | NO
RECT. DUCT m | 22 | 0.4 | m | 0 | RECT. DUCT | 400X350 | w/ 1” ACOUSTICAL LINING | . | . | TRANSFER DUCT | NO
RECT. DUCT m | 22 | 0.4 | m | 0 | RECT. DUCT | 400X350 | w/ 1” ACOUSTICAL LINING | . | . | TRANSFER DUCT | NO
RECT. DUCT m | 22 | 0.4 | m | 0 | RECT. DUCT | 400X350 | w/ 1” ACOUSTICAL LINING | . | . | TRANSFER DUCT | NO
RECT. DUCT m | 22 | 0.4 | m | 0 | RECT. DUCT | 400X350 | w/ 1” ACOUSTICAL LINING | . | . | TRANSFER DUCT | NO
RECT. DUCT m | 22 | 0.4 | m | 0 | RECT. DUCT | 400X350 | w/ 1” ACOUSTICAL LINING | . | . | TRANSFER DUCT | NO
RECT. DUCT m | 22 | 0.4 | m | 0 | RECT. DUCT | 400X350 | w/ 1” ACOUSTICAL LINING | . | . | TRANSFER DUCT | NO
RECT. DUCT m | 22 | 0.4 | m | 0 | RECT. DUCT | 400X350 | w/ 1” ACOUSTICAL LINING | . | . | TRANSFER DUCT | NO
RECT. DUCT m | 22 | 0.4 | m | 0 | RECT. DUCT | 400X350 | w/ 1” ACOUSTICAL LINING | . | . | TRANSFER DUCT | NO
RECT. DUCT m | 22 | 0.4 | m | 0 | RECT. DUCT | 400X350 | w/ 1” ACOUSTICAL LINING | . | . | TRANSFER DUCT | NO
RECT. DUCT m | 22 | 0.4 | m | 0 | RECT. DUCT | 400X350 | w/ 1” ACOUSTICAL LINING | . | . | TRANSFER DUCT | NO
RECT. DUCT m | 22 | 0.4 | m | 0 | RECT. DUCT | 400X350 | w/ 1” ACOUSTICAL LINING | . | . | TRANSFER DUCT | NO
RECT. DUCT m | 22 | 0.4 | m | 0 | RECT. DUCT | 400X350 | w/ 1” ACOUSTICAL LINING | . | . | TRANSFER DUCT | NO
RECT. DUCT m | 22 | 1.5 | m | 0 | RECT. DUCT | 500X250 | w/ 1” ACOUSTICAL LINING | . | . | TRANSFER DUCT | NO
RECT. DUCT m | 22 | 1.5 | m | 0 | RECT. DUCT | 900X300 | w/ 1” ACOUSTICAL LINING | . | . | TRANSFER DUCT | NO
RECT. DUCT m | 22 | 1.5 | m | 0 | RECT. DUCT | 900X300 | w/ 1” ACOUSTICAL LINING | . | . | TRANSFER DUCT | NO
RECT. DUCT m | 22 | 1.5 | m | 0 | RECT. DUCT | 600X300 | w/ 1” ACOUSTICAL LINING | . | . | TRANSFER DUCT | NO
RECT. DUCT m | 22 | 1.5 | m | 0 | RECT. DUCT | 550X300 | w/ 1” ACOUSTICAL LINING | . | . | TRANSFER DUCT | NO
RECT. DUCT m | 22 | 1.2 | m | 0 | RECT. DUCT | 450X200 | w/ 1” ACOUSTICAL LINING | . | . | TRANSFER DUCT | NO
RECT. DUCT m | 22 | 1.5 | m | 0 | RECT. DUCT | 550X300 | w/ 1” ACOUSTICAL LINING | . | . | TRANSFER DUCT | NO
RECT. DUCT m | 22 | 0.4 | m | 0 | RECT. DUCT | 350X200 | w/ 1” ACOUSTICAL LINING | . | . | TRANSFER DUCT | NO
RECT. DUCT m | 22 | 1.5 | m | 0 | RECT. DUCT | 400X150 | w/ 1” ACOUSTICAL LINING | . | . | TRANSFER DUCT | NO
RECT. DUCT m | 22 | 1.5 | m | 0 | RECT. DUCT | 500X250 | w/ 1” ACOUSTICAL LINING | . | . | TRANSFER DUCT | NO
RECT. DUCT m | 22 | 1.5 | m | 0 | RECT. DUCT | 500X250 | w/ 1” ACOUSTICAL LINING | . | . | TRANSFER DUCT | NO
RECT. DUCT m | 22 | 1.5 | m | 0 | RECT. DUCT | 500X250 | w/ 1” ACOUSTICAL LINING | . | . | TRANSFER DUCT | NO
RECT. DUCT m | 22 | 1.4 | m | 0 | RECT. DUCT | 550X300 | w/ 1” ACOUSTICAL LINING | . | . | TRANSFER DUCT | NO
RECT. DUCT m | 22 | 1.5 | m | 0 | RECT. DUCT | 500X250 | w/ 1” ACOUSTICAL LINING | . | . | TRANSFER DUCT | NO
RECT. DUCT m | 22 | 1.4 | m | 0 | RECT. DUCT | 400X150 | w/ 1” ACOUSTICAL LINING | . | . | TRANSFER DUCT | NO
RECT. DUCT m | 22 | 1.8 | m | 0 | RECT. DUCT | 300X250 | . | . | LOW PRESSURE | VARCF-302/304 | NO
RECT. DUCT m | 22 | 1.6 | m | 0 | RECT. DUCT | 600X300 | . | . | . | VARCF-304 | NO
RECT. DUCT m | 22 | 2 | m | 0 | RECT. DUCT | 700X250 | . | . | . | VARCF-304 | NO
RECT. DUCT m | 21 | 3.3 | m | 0 | RECT. DUCT | 300X250 | . | . | . | VARCF-302 | NO
RECT. DUCT m | 21 | 0.2 | m | 0 | RECT. DUCT | 250X100 | w/ 1” ACOUSTICAL LINING | . | . | TRANSFER DUCT | NO
RECT. DUCT m | 21 | 0.2 | m | 0 | RECT. DUCT | 250X100 | w/ 1” ACOUSTICAL LINING | . | . | TRANSFER DUCT | NO
RECT. DUCT m | 21 | 0.2 | m | 0 | RECT. DUCT | 350X300 | . | . | BP | VA-334-VA-0001 | NO
RECT. DUCT m | 22 | 1.5 | m | 0 | RECT. DUCT | 500X250 | w/ 1” ACOUSTICAL LINING | . | . | TRANSFER DUCT | NO
RECT. DUCT m | 33 | 5.9 | m | 0 | RECT. DUCT | 1200X500 | . | . | . | VARCF-304/305 | NO
RECT. DUCT m | 33 | 8.8 | m | 0 | RECT. DUCT | 1981X864 | . | . | . | VARCF-304 | NO
RECT. DUCT m | 33 | 4.9 | m | 0 | RECT. DUCT | 610X356 | . | . | . | VACF-301 | NO
RECT. DUCT m | 33 | 6.4 | m | 0 | RECT. DUCT | 406X356 | . | . | . | VACF-301 | NO
RECT. DUCT m | 33 | 7.3 | m | 0 | RECT. DUCT | 1524X1219 | . | . | . | VACF-301 | NO
RECT. DUCT m | 33 | 9.6 | m | 0 | RECT. DUCT | 1219X813 | . | . | . | VACF-301 | NO
RECT. DUCT m | 33 | 6.6 | m | 0 | RECT. DUCT | 400X375 | . | . | . | VARCF-305 | NO
RECT. DUCT m | 33 | 7.5 | m | 0 | RECT. DUCT | 1524X1016 | . | 6-SS-16 | . | VE-314-VE-0001 | NO
RECT. DUCT m | 33 | 2 | m | 0 | RECT. DUCT | 1524X1016 | . | 6-SS-16 | . | VE-314-VE-0001 | NO
RECT. DUCT m | 33 | 1.5 | m | 0 | RECT. DUCT | 1165X914 | . | . | . | VACF-301 | NO
RECT. DUCT m | 33 | 7.5 | m | 0 | RECT. DUCT | 1524X1219 | . | . | . | VACF-301 | NO
RECT. DUCT m | 33 | 1.1 | m | 0 | RECT. DUCT | 1321X1067 | . | . | . | VACF-301 | NO
RECT. DUCT m | 33 | 8 | m | 0 | RECT. DUCT | 1524X1219 | . | . | . | VACF-301 | NO
RECT. DUCT m | 33 | 5.8 | m | 0 | RECT. DUCT | 1524X1016 | . | . | . | VACF-301 | NO
RECT. DUCT m | 33 | 8.5 | m | 0 | RECT. DUCT | 1473X914 | . | . | . | VACF-301 | NO
RECT. DUCT m | 33 | 4.5 | m | 0 | RECT. DUCT | 800X400 | . | 6-SS-16 | . | VE-315-VE-0001 | NO
RECT. DUCT m | 33 | 0.2 | m | 0 | RECT. DUCT | 700X500 | . | 6-SS-16 | . | VE-315-VE-0001 | NO
RECT. DUCT m | 33 | 4.1 | m | 0 | RECT. DUCT | 4100X3250 | . | . | . | VACF-301 | NO
RECT. DUCT m | 3 | 0.9 | m | 0 | RECT. DUCT | 300X300 | . | . | . | VF-368-VF-0001 | NO
RECT. DUCT m | 3 | 0.9 | m | 0 | RECT. DUCT | 300X300 | . | . | . | VF-368-VF-0001 | NO
RECT. DUCT m | 33 | 3.4 | m | 0 | RECT. DUCT | 1350X1219 | w/ 1” ACOUSTICAL LINING | . | . | TRANSFER DUCT | NO
RECT. DUCT m | 33 | 5.8 | m | 0 | RECT. DUCT | 300X250 | w/ 1” ACOUSTICAL LINING | . | . | TRANSFER DUCT | NO
RECT. DUCT m | 6 | 8.6 | m | 0 | RECT. DUCT | 400X400 | . | . | . | VACF-301 | NO
RECT. DUCT m | 6 | 11.2 | m | 0 | RECT. DUCT | 200X200 | . | 6-SS-16 | . | VE-314-VE-0001 | NO
RECT. DUCT m | 6 | 4.8 | m | 0 | RECT. DUCT | 700X450 | . | . | LOW PRESSURE | VACF-301 | NO
RECT. DUCT m | 6 | 5.2 | m | 0 | RECT. DUCT | 350X200 | . | 6-SS-16 | LOW PRESSURE | VE-314-VE-0001 | NO
RECT. DUCT m | 6 | 6.4 | m | 0 | RECT. DUCT | 750X450 | . | . | . | VARCF-304 | NO
RECT. DUCT m | 6 | 1.5 | m | 0 | RECT. DUCT | 800X300 | . | . | . | VF-364-VF-0001 | NO
RECT. DUCT m | 6 | 4.2 | m | 0 | RECT. DUCT | 500X350 | . | . | . | VARCF-304 | NO
RECT. DUCT m | 6 | 4.8 | m | 0 | RECT. DUCT | 450X300 | . | . | . | VARCF-304 | NO
RECT. DUCT m | 6 | 4.3 | m | 0 | RECT. DUCT | 200X200 | . | . | . | VARCF-302/304 | NO
RECT. DUCT m | 6 | 3.7 | m | 0 | RECT. DUCT | 650X300 | . | . | . | VARCF-302 | NO
RECT. DUCT m | 6 | 1.8 | m | 0 | RECT. DUCT | 500X450 | . | . | LOW PRESSURE | VARCF-302/304 | NO
RECT. DUCT m | 6 | 5.5 | m | 0 | RECT. DUCT | 650X450 | . | . | . | VARCF-302 | NO
RECT. DUCT m | 6 | 2.1 | m | 0 | RECT. DUCT | 600X400 | . | . | . | VF-364-VF-0001 | NO
RECT. DUCT m | 6 | 0.5 | m | 0 | RECT. DUCT | 400X400 | . | . | . | VF-364-VF-0001 | NO
RECT. DUCT m | 6 | 0.5 | m | 0 | RECT. DUCT | 500X400 | . | . | . | VF-364-VF-0001 | NO
RECT. DUCT m | 6 | 1.7 | m | 0 | RECT. DUCT | 650X450 | . | . | LOW PRESSURE | VARCF-302/304 | NO
RECT. DUCT m | 6 | 1.5 | m | 0 | RECT. DUCT | 250X100 | . | . | LOW PRESSURE | VARCF-302/304 | NO
RECT. DUCT m | 6 | 0.7 | m | 0 | RECT. DUCT | 300X200 | . | . | LOW PRESSURE | VARCF-302/304 | NO
RECT. DUCT m | 6 | 9.5 | m | 0 | RECT. DUCT | 850X450 | . | . | . | VARCF-302 | NO
RECT. DUCT m | 6 | 3.1 | m | 0 | RECT. DUCT | 965X610 | . | . | . | VARCF-302 | NO
RECT. DUCT m | 6 | 6.9 | m | 0 | RECT. DUCT | 1150X1000 | . | . | . | VARCF-302 | NO
RECT. DUCT m | 6 | 3.5 | m | 0 | RECT. DUCT | 2050X600 | . | . | . | VARCF-304 | NO
RECT. DUCT m | 6 | 1.9 | m | 0 | RECT. DUCT | 450X300 | . | . | LOW PRESSURE | VARCF-302/304 | NO
RECT. DUCT m | 6 | 1.1 | m | 0 | RECT. DUCT | 600X500 | . | 6-SS-16 | LOW PRESSURE | VARCF-302/304 | NO
RECT. DUCT m | 6 | 0.5 | m | 0 | RECT. DUCT | 600X500 | . | 6-SS-16 | LOW PRESSURE | VARCF-302/304 | NO
RECT. DUCT m | 6 | 3.8 | m | 0 | RECT. DUCT | 300X200 | . | . | LOW PRESSURE | VARCF-302/304 | NO
RECT. DUCT m | 6 | 0.9 | m | 0 | RECT. DUCT | 300X200 | . | . | . | VARCF-302/304 | NO
RECT. DUCT m | 6 | 6.2 | m | 0 | RECT. DUCT | 300X200 | . | . | . | VARCF-302/304 | NO
RECT. DUCT m | 6 | 2.8 | m | 0 | RECT. DUCT | 200X200 | . | . | . | VACF-301 | NO
RECT. DUCT m | 6 | 17.2 | m | 0 | RECT. DUCT | 500X300 | . | . | LOW PRESSURE | VARCF-302/304 | NO
RECT. DUCT m | 6 | 9.6 | m | 0 | RECT. DUCT | 500X300 | . | . | LOW PRESSURE | VARCF-302/304 | NO
RECT. DUCT m | 6 | 22.2 | m | 0 | RECT. DUCT | 400X200 | w/ 1” ACOUSTICAL LINING | 6-SS-16 | . | TRANSFER DUCT | NO
RECT. DUCT m | 6 | 3 | m | 0 | RECT. DUCT | 650X600 | w/ 1” ACOUSTICAL LINING | 6-SS-16 | . | TRANSFER DUCT | NO
RECT. DUCT m | 6 | 1.8 | m | 0 | RECT. DUCT | 300X200 | . | . | LOW PRESSURE | VARCF-302/304 | NO
RECT. DUCT m | 6 | 4.8 | m | 0 | RECT. DUCT | 300X200 | . | . | LOW PRESSURE | VARCF-302/304 | NO
RECT. DUCT m | 6 | 1.8 | m | 0 | RECT. DUCT | 300X200 | . | . | LOW PRESSURE | VARCF-302/304 | NO
RECT. DUCT m | 6 | 3.2 | m | 0 | RECT. DUCT | 200X100 | . | . | . | VARCF-304 | NO
RECT. DUCT m | 6 | 25.7 | m | 0 | RECT. DUCT | 550X450 | . | 6-SS-16 | BP | VARC-311-VR-0001 | NO
RECT. DUCT m | 6 | 3 | m | 0 | RECT. DUCT | 5200X800 | . | 6-SS-16 | . | VARC-311/312-VR-0001 | NO
RECT. DUCT m | 6 | 23.9 | m | 0 | RECT. DUCT | 1550X550 | . | 6-SS-16 | BP | VARC-312-VR-0001 | NO
RECT. DUCT m | 6 | 1.4 | m | 0 | RECT. DUCT | 1250X550 | . | . | BP | VARC-312-VR-0001 | NO
RECT. DUCT m | 6 | 0.5 | m | 0 | RECT. DUCT | 400X300 | . | 6-SS-16 | . | VARC-311/312-VA-0001 | NO
RECT. DUCT m | 6 | 0.6 | m | 0 | RECT. DUCT | 400X300 | . | 6-SS-16 | . | VARC-311/312-VA-0001 | NO
RECT. DUCT m | 6 | 0.8 | m | 0 | RECT. DUCT | 2000X900 | . | 6-SS-16 | . | VARCF-303 | NO
RECT. DUCT m | 6 | 1.2 | m | 0 | RECT. DUCT | 150X150 | . | . | LOW PRESSURE | VARCF-302/304 | NO
RECT. DUCT m | 6 | 1.7 | m | 0 | RECT. DUCT | 300X200 | . | . | LOW PRESSURE | VARCF-302/304 | NO
RECT. DUCT m | 6 | 1.5 | m | 0 | RECT. DUCT | 300X200 | . | . | LOW PRESSURE | VARCF-302/304 | NO
RECT. DUCT m | 6 | 2.1 | m | 0 | RECT. DUCT | 150X150 | . | . | LOW PRESSURE | VARCF-302/304 | NO
RECT. DUCT m | 6 | 2 | m | 0 | RECT. DUCT | 350X300 | . | . | LOW PRESSURE | VARCF-302/304 | NO
RECT. DUCT m | 6 | 4.2 | m | 0 | RECT. DUCT | 650X450 | . | . | . | VARCF-302 | NO
RECT. DUCT m | 6 | 6.2 | m | 0 | RECT. DUCT | 550X400 | . | . | . | VARCF-304 | NO
RECT. DUCT m | 6 | 2.2 | m | 0 | RECT. DUCT | 600X450 | . | . | . | VARCF-304 | NO
RECT. DUCT m | 6 | 14.6 | m | 0 | RECT. DUCT | 600X500 | . | 6-SS-16 | . | VARCF-302/304 | NO
RECT. DUCT m | 6 | 6.8 | m | 0 | RECT. DUCT | 600X450 | . | . | . | VARCF-304 | NO
RECT. DUCT m | 6 | 4.3 | m | 0 | RECT. DUCT | 650X450 | . | . | . | VARCF-302 | NO
RECT. DUCT m | 6 | 2.8 | m | 0 | RECT. DUCT | 300X200 | . | . | LOW PRESSURE | VARCF-302/304 | NO
RECT. DUCT m | 6 | 2.3 | m | 0 | RECT. DUCT | 300X200 | . | . | LOW PRESSURE | VARCF-302/304 | NO
RECT. DUCT m | 6 | 3.2 | m | 0 | RECT. DUCT | 300X200 | . | . | LOW PRESSURE | VARCF-302/304 | NO
RECT. DUCT m | 6 | 0.3 | m | 0 | RECT. DUCT | 400X200 | w/ 1” ACOUSTICAL LINING | 6-SS-16 | . | TRANSFER DUCT | NO
RECT. DUCT m | 6 | 0.3 | m | 0 | RECT. DUCT | 400X200 | w/ 1” ACOUSTICAL LINING | 6-SS-16 | . | TRANSFER DUCT | NO
RECT. DUCT m | 6 | 1.9 | m | 0 | RECT. DUCT | 813X254 | w/ 1” ACOUSTICAL LINING | . | . | TRANSFER DUCT | NO
RECT. DUCT m | 6 | 2.8 | m | 0 | RECT. DUCT | 1800X900 | . | . | . | VARCF-303 | NO
RECT. DUCT m | 6 | 4.7 | m | 0 | RECT. DUCT | 1200X750 | . | . | . | VARCF-303 | NO
RECT. DUCT m | 6 | 1.9 | m | 0 | RECT. DUCT | 650X600 | . | . | . | VARCF-302 | NO
RECT. DUCT m | 6 | 2.3 | m | 0 | RECT. DUCT | 600X350 | . | . | . | VACF-301 | NO
RECT. DUCT m | 6 | 0.3 | m | 0 | RECT. DUCT | 300X300 | w/ 1” ACOUSTICAL LINING | . | . | TRANSFER DUCT | NO
RECT. DUCT m | 6 | 4.5 | m | 0 | RECT. DUCT | 600X500 | . | 6-SS-16 | LOW PRESSURE | VARCF-302/304 | NO
RECT. DUCT m | 6 | 1.5 | m | 0 | RECT. DUCT | 385X250 | . | . | LOW PRESSURE | VARCF-302/304 | NO
RECT. DUCT m | 6 | 0.9 | m | 0 | RECT. DUCT | 350X350 | . | . | LOW PRESSURE | VARCF-302/304 | NO
RECT. DUCT m | 6 | 1.3 | m | 0 | RECT. DUCT | 600X500 | . | . | LOW PRESSURE | VARCF-302/304 | NO
RECT. DUCT m | 6 | 0.3 | m | 0 | RECT. DUCT | 600X500 | . | . | . | VARCF-304/305 | NO
RECT. DUCT m | 6 | 1.5 | m | 0 | RECT. DUCT | 950X350 | w/ 1” ACOUSTICAL LINING | . | . | TRANSFER DUCT | NO
RECT. DUCT m | 6 | 1.2 | m | 0 | RECT. DUCT | 450X200 | w/ 1” ACOUSTICAL LINING | . | . | TRANSFER DUCT | NO
RECT. DUCT m | 6 | 1.4 | m | 0 | RECT. DUCT | 550X300 | w/ 1” ACOUSTICAL LINING | . | . | TRANSFER DUCT | NO
RECT. DUCT m | 6 | 1.2 | m | 0 | RECT. DUCT | 450X200 | w/ 1” ACOUSTICAL LINING | . | . | TRANSFER DUCT | NO
RECT. DUCT m | 6 | 1.2 | m | 0 | RECT. DUCT | 450X200 | w/ 1” ACOUSTICAL LINING | . | . | TRANSFER DUCT | NO
RECT. DUCT m | 6 | 1.5 | m | 0 | RECT. DUCT | 950X350 | w/ 1” ACOUSTICAL LINING | . | . | TRANSFER DUCT | NO
RECT. DUCT m | 6 | 1.5 | m | 0 | RECT. DUCT | 600X300 | w/ 1” ACOUSTICAL LINING | . | . | TRANSFER DUCT | NO
RECT. DUCT m | 6 | 1.5 | m | 0 | RECT. DUCT | 600X300 | w/ 1” ACOUSTICAL LINING | . | . | TRANSFER DUCT | NO
RECT. DUCT m | 6 | 1.5 | m | 0 | RECT. DUCT | 600X300 | w/ 1” ACOUSTICAL LINING | . | . | TRANSFER DUCT | NO
RECT. DUCT m | 6 | 1.5 | m | 0 | RECT. DUCT | 600X300 | w/ 1” ACOUSTICAL LINING | . | . | TRANSFER DUCT | NO
RECT. DUCT m | 5 | 7.3 | m | 0 | RECT. DUCT | 600X450 | . | . | LOW PRESSURE | VARCF-304/305 | NO
RECT. DUCT m | 5 | 4.9 | m | 0 | RECT. DUCT | 400X400 | . | . | LOW PRESSURE | VARCF-304/305 | NO
RECT. DUCT m | 5 | 0.5 | m | 0 | RECT. DUCT | 676X350 | . | . | . | VARCF-304/305 | NO
RECT. DUCT m | 5 | 0.5 | m | 0 | RECT. DUCT | 676X350 | . | . | . | VARCF-304/305 | NO
RECT. DUCT m | 5 | 0.5 | m | 0 | RECT. DUCT | 676X350 | . | . | . | VARCF-304/305 | NO
RECT. DUCT m | 5 | 0.5 | m | 0 | RECT. DUCT | 676X350 | . | . | . | VARCF-304/305 | NO
RECT. DUCT m | 5 | 0.5 | m | 0 | RECT. DUCT | 676X350 | . | . | . | VARCF-304/305 | NO
RECT. DUCT m | 5 | 0.5 | m | 0 | RECT. DUCT | 1200X450 | . | . | . | VARCF-304/305 | NO
RECT. DUCT m | 5 | 6.9 | m | 0 | RECT. DUCT | 600X450 | . | . | LOW PRESSURE | VARCF-304/305 | NO
RECT. DUCT m | 5 | 5 | m | 0 | RECT. DUCT | 400X400 | . | . | LOW PRESSURE | VARCF-304/305 | NO
RECT. DUCT m | 5 | 6.6 | m | 0 | RECT. DUCT | 900X500 | . | . | . | VARCF-305 | NO
RECT. DUCT m | 5 | 6.5 | m | 0 | RECT. DUCT | 900X500 | . | . | . | VARCF-305 | NO
RECT. DUCT m | 5 | 2.2 | m | 0 | RECT. DUCT | 750X750 | . | . | . | VARCF-305 | NO
RECT. DUCT m | 5 | 2.6 | m | 0 | RECT. DUCT | 750X750 | . | . | . | VARCF-305 | NO
RECT. DUCT m | 5 | 0.9 | m | 0 | RECT. DUCT | 950X350 | w/ 1” ACOUSTICAL LINING | . | LOW PRESSURE | VARCF-304/305 | NO
RECT. DUCT m | 5 | 0.9 | m | 0 | RECT. DUCT | 950X350 | w/ 1” ACOUSTICAL LINING | . | LOW PRESSURE | VARCF-304/305 | NO
RECT. DUCT m | 5 | 0.9 | m | 0 | RECT. DUCT | 950X350 | w/ 1” ACOUSTICAL LINING | . | LOW PRESSURE | VARCF-304/305 | NO
RECT. DUCT m | 19 | 35.8 | m | 0 | RECT. DUCT | 700X300 | . | . | . | VARCF-304 | NO
RECT. DUCT m | 19 | 1.8 | m | 0 | RECT. DUCT | 300X200 | . | . | LOW PRESSURE | VARCF-302/304 | NO
RECT. DUCT m | 19 | 6.2 | m | 0 | RECT. DUCT | 500X200 | . | . | . | VARCF-302 | NO
RECT. DUCT m | 19 | 1.8 | m | 0 | RECT. DUCT | 300X200 | . | . | LOW PRESSURE | VARCF-302/304 | NO
RECT. DUCT m | 19 | 1.8 | m | 0 | RECT. DUCT | 300X200 | . | . | LOW PRESSURE | VARCF-302/304 | NO
RECT. DUCT m | 19 | 1.8 | m | 0 | RECT. DUCT | 300X200 | . | . | . | VARCF-302/304 | NO
RECT. DUCT m | 19 | 1.7 | m | 0 | RECT. DUCT | 300X250 | . | . | LOW PRESSURE | VARCF-302/304 | NO
RECT. DUCT m | 19 | 1.8 | m | 0 | RECT. DUCT | 300X200 | . | . | LOW PRESSURE | VARCF-302/304 | NO
RECT. DUCT m | 19 | 1.8 | m | 0 | RECT. DUCT | 300X200 | . | . | LOW PRESSURE | VARCF-302/304 | NO
RECT. DUCT m | 19 | 1.8 | m | 0 | RECT. DUCT | 300X200 | . | . | LOW PRESSURE | VARCF-302/304 | NO
RECT. DUCT m | 19 | 1.8 | m | 0 | RECT. DUCT | 300X200 | . | . | LOW PRESSURE | VARCF-302/304 | NO
RECT. DUCT m | 19 | 1.7 | m | 0 | RECT. DUCT | 300X200 | . | . | LOW PRESSURE | VARCF-302/304 | NO
RECT. DUCT m | 19 | 1.8 | m | 0 | RECT. DUCT | 300X200 | . | . | LOW PRESSURE | VARCF-302/304 | NO
RECT. DUCT m | 19 | 8.5 | m | 0 | RECT. DUCT | 250X250 | . | . | . | VARCF-302 | NO
RECT. DUCT m | 19 | 1.9 | m | 0 | RECT. DUCT | 300X200 | . | . | LOW PRESSURE | VARCF-302/304 | NO
RECT. DUCT m | 19 | 1.9 | m | 0 | RECT. DUCT | 300X200 | . | . | LOW PRESSURE | VARCF-302/304 | NO
RECT. DUCT m | 19 | 1.9 | m | 0 | RECT. DUCT | 300X200 | . | . | LOW PRESSURE | VARCF-302/304 | NO
RECT. DUCT m | 19 | 1.8 | m | 0 | RECT. DUCT | 300X200 | . | . | LOW PRESSURE | VARCF-302/304 | NO
RECT. DUCT m | 19 | 8.4 | m | 0 | RECT. DUCT | 250X250 | . | . | . | VARCF-302/304 | NO
RECT. DUCT m | 19 | 3.5 | m | 0 | RECT. DUCT | 300X250 | . | . | LOW PRESSURE | VARCF-302/304 | NO
RECT. DUCT m | 19 | 21.2 | m | 0 | RECT. DUCT | 500X300 | . | . | . | VARCF-304 | NO
RECT. DUCT m | 19 | 1.8 | m | 0 | RECT. DUCT | 300X200 | . | . | LOW PRESSURE | VARCF-302/304 | NO
RECT. DUCT m | 19 | 4.5 | m | 0 | RECT. DUCT | 250X150 | . | . | . | VARCF-302/304 | NO
RECT. DUCT m | 19 | 2.2 | m | 0 | RECT. DUCT | 300X200 | . | . | . | VARCF-302 | NO
RECT. DUCT m | 19 | 1.5 | m | 0 | RECT. DUCT | 300X200 | . | . | LOW PRESSURE | VARCF-302/304 | NO
RECT. DUCT m | 19 | 2.6 | m | 0 | RECT. DUCT | 300X200 | . | . | LOW PRESSURE | VARCF-302/304 | NO
RECT. DUCT m | 19 | 2.6 | m | 0 | RECT. DUCT | 300X200 | . | . | LOW PRESSURE | VARCF-302/304 | NO
RECT. DUCT m | 19 | 2.6 | m | 0 | RECT. DUCT | 300X200 | . | . | LOW PRESSURE | VARCF-302/304 | NO
RECT. DUCT m | 19 | 2.6 | m | 0 | RECT. DUCT | 300X200 | . | . | LOW PRESSURE | VARCF-302/304 | NO
RECT. DUCT m | 19 | 2.6 | m | 0 | RECT. DUCT | 300X250 | . | . | LOW PRESSURE | VARCF-302/304 | NO
RECT. DUCT m | 5 | 1.2 | m | 0 | RECT. DUCT | 2850X1400 | . | . | MP | VARC-310-VA-0001 | NO
RECT. DUCT m | 33 | 2.5 | m | 0 | RECT. DUCT | 4002X1422 | w/ 1” ACOUSTICAL LINING | . | . | TRANSFER DUCT | NO
RECT. DUCT m | 19 | 2.5 | m | 0 | RECT. DUCT | 300X250 | . | . | LOW PRESSURE | VARCF-302/304 | NO
RECT. DUCT m | 19 | 2.6 | m | 0 | RECT. DUCT | 300X250 | . | . | LOW PRESSURE | VARCF-302/304 | NO
RECT. DUCT m | 19 | 24.9 | m | 0 | RECT. DUCT | 700X350 | . | . | . | VARCF-304 | NO
RECT. DUCT m | 19 | 4.2 | m | 0 | RECT. DUCT | 900X400 | . | . | . | VARCF-304 | NO
RECT. DUCT m | 19 | 13.8 | m | 0 | RECT. DUCT | 550X250 | . | . | . | VARCF-304 | NO
RECT. DUCT m | 19 | 6.3 | m | 0 | RECT. DUCT | 250X250 | . | . | . | VARCF-304 | NO
RECT. DUCT m | 19 | 3.7 | m | 0 | RECT. DUCT | 350X300 | . | . | LOW PRESSURE | VARCF-302/304 | NO
RECT. DUCT m | 19 | 1.6 | m | 0 | RECT. DUCT | 300X250 | . | . | LOW PRESSURE | VARCF-302/304 | NO
RECT. DUCT m | 19 | 10 | m | 0 | RECT. DUCT | 1550X500 | . | 6-SS-16 | . | VARCF-303 | NO
RECT. DUCT m | 19 | 2.1 | m | 0 | RECT. DUCT | 300X250 | . | . | LOW PRESSURE | VARCF-302/304 | NO
RECT. DUCT m | 19 | 5 | m | 0 | RECT. DUCT | 250X250 | . | . | . | VARCF-302 | NO
RECT. DUCT m | 19 | 5.1 | m | 0 | RECT. DUCT | 250X250 | . | . | . | VARCF-304 | NO
RECT. DUCT m | 19 | 1.9 | m | 0 | RECT. DUCT | 300X200 | . | . | LOW PRESSURE | VARCF-302/304 | NO
RECT. DUCT m | 19 | 3.6 | m | 0 | RECT. DUCT | 250X250 | . | . | . | VACF-301 | NO
RECT. DUCT m | 19 | 0.5 | m | 0 | RECT. DUCT | 200X200 | . | . | . | VACF-301 | NO
RECT. DUCT m | 19 | 0.5 | m | 0 | RECT. DUCT | 200X200 | . | . | . | VACF-301 | NO
RECT. DUCT m | 19 | 1.2 | m | 0 | RECT. DUCT | 300X300 | . | . | . | VACF-301 | NO
RECT. DUCT m | 19 | 2.2 | m | 0 | RECT. DUCT | 400X375 | . | . | LOW PRESSURE | VACF-301 | NO
RECT. DUCT m | 19 | 1.1 | m | 0 | RECT. DUCT | 200X200 | . | . | . | VACF-301 | NO
RECT. DUCT m | 19 | 0.9 | m | 0 | RECT. DUCT | 300X300 | . | . | . | VACF-301 | NO
RECT. DUCT m | 19 | 0.2 | m | 0 | RECT. DUCT | 200X200 | . | . | . | VACF-301 | NO
RECT. DUCT m | 19 | 3.8 | m | 0 | RECT. DUCT | 250X250 | . | . | . | VACF-301 | NO
RECT. DUCT m | 19 | 4.4 | m | 0 | RECT. DUCT | 200X200 | . | . | . | VACF-301 | NO
RECT. DUCT m | 19 | 2.6 | m | 0 | RECT. DUCT | 1000X550 | . | 6-SS-16 | . | VARCF-303 | NO
RECT. DUCT m | 19 | 2.4 | m | 0 | RECT. DUCT | 300X200 | . | . | LOW PRESSURE | VARCF-302/304 | NO
RECT. DUCT m | 19 | 5.8 | m | 0 | RECT. DUCT | 250X250 | . | . | . | VARCF-304 | NO
RECT. DUCT m | 19 | 1.7 | m | 0 | RECT. DUCT | 350X250 | . | . | . | VARCF-302 | NO
RECT. DUCT m | 19 | 2.1 | m | 0 | RECT. DUCT | 300X250 | . | . | LOW PRESSURE | VARCF-302/304 | NO
RECT. DUCT m | 19 | 7.5 | m | 0 | RECT. DUCT | 500X300 | . | . | . | VARCF-302 | NO
RECT. DUCT m | 19 | 2.2 | m | 0 | RECT. DUCT | 300X250 | . | . | LOW PRESSURE | VARCF-302/304 | NO
RECT. DUCT m | 19 | 3.4 | m | 0 | RECT. DUCT | 250X200 | . | . | . | VARCF-302 | NO
RECT. DUCT m | 19 | 8.5 | m | 0 | RECT. DUCT | 250X250 | . | . | . | VARCF-304 | NO
RECT. DUCT m | 19 | 1.9 | m | 0 | RECT. DUCT | 300X250 | . | . | LOW PRESSURE | VARCF-302/304 | NO
RECT. DUCT m | 19 | 1.9 | m | 0 | RECT. DUCT | 300X250 | . | . | LOW PRESSURE | VARCF-302/304 | NO
RECT. DUCT m | 19 | 2 | m | 0 | RECT. DUCT | 300X250 | . | . | LOW PRESSURE | VARCF-302/304 | NO
RECT. DUCT m | 19 | 2.1 | m | 0 | RECT. DUCT | 300X250 | . | . | LOW PRESSURE | VARCF-302/304 | NO
RECT. DUCT m | 19 | 2.5 | m | 0 | RECT. DUCT | 300X250 | . | . | LOW PRESSURE | VARCF-302/304 | NO
RECT. DUCT m | 19 | 3.2 | m | 0 | RECT. DUCT | 200X200 | . | . | . | VARCF-302 | NO
RECT. DUCT m | 19 | 2.9 | m | 0 | RECT. DUCT | 200X200 | . | . | . | VARCF-304 | NO
RECT. DUCT m | 19 | 2.8 | m | 0 | RECT. DUCT | 200X200 | . | . | . | VARCF-304 | NO
RECT. DUCT m | 19 | 3.2 | m | 0 | RECT. DUCT | 200X200 | . | . | . | VARCF-302 | NO
RECT. DUCT m | 19 | 2.5 | m | 0 | RECT. DUCT | 250X250 | . | . | . | VARCF-304 | NO
RECT. DUCT m | 19 | 3.2 | m | 0 | RECT. DUCT | 250X250 | . | . | . | VARCF-302 | NO
RECT. DUCT m | 19 | 1.6 | m | 0 | RECT. DUCT | 350X300 | . | . | LOW PRESSURE | VARCF-302/304 | NO
RECT. DUCT m | 19 | 2.3 | m | 0 | RECT. DUCT | 300X250 | . | . | LOW PRESSURE | VARCF-302/304 | NO
RECT. DUCT m | 19 | 4.8 | m | 0 | RECT. DUCT | 1750X400 | . | 6-SS-16 | . | VARCF-303 | NO
RECT. DUCT m | 19 | 3.2 | m | 0 | RECT. DUCT | 1400X500 | . | 6-SS-16 | . | VARCF-303 | NO
RECT. DUCT m | 19 | 1.4 | m | 0 | RECT. DUCT | 550X300 | w/ 1” ACOUSTICAL LINING | . | . | TRANSFER DUCT | NO
RECT. DUCT m | 19 | 1.3 | m | 0 | RECT. DUCT | 450X200 | w/ 1” ACOUSTICAL LINING | . | . | TRANSFER DUCT | NO
RECT. DUCT m | 19 | 1.5 | m | 0 | RECT. DUCT | 550X300 | w/ 1” ACOUSTICAL LINING | . | . | TRANSFER DUCT | NO
RECT. DUCT m | 19 | 1.5 | m | 0 | RECT. DUCT | 500X250 | w/ 1” ACOUSTICAL LINING | . | . | TRANSFER DUCT | NO
RECT. DUCT m | 19 | 0.4 | m | 0 | RECT. DUCT | 350X200 | w/ 1” ACOUSTICAL LINING | . | . | TRANSFER DUCT | NO
RECT. DUCT m | 19 | 0.4 | m | 0 | RECT. DUCT | 400X350 | w/ 1” ACOUSTICAL LINING | . | . | TRANSFER DUCT | NO
RECT. DUCT m | 19 | 0.4 | m | 0 | RECT. DUCT | 400X350 | w/ 1” ACOUSTICAL LINING | . | . | TRANSFER DUCT | NO
RECT. DUCT m | 19 | 0.3 | m | 0 | RECT. DUCT | 350X200 | w/ 1” ACOUSTICAL LINING | . | . | TRANSFER DUCT | NO
RECT. DUCT m | 19 | 0.4 | m | 0 | RECT. DUCT | 350X200 | w/ 1” ACOUSTICAL LINING | . | . | TRANSFER DUCT | NO
RECT. DUCT m | 19 | 0.4 | m | 0 | RECT. DUCT | 350X200 | w/ 1” ACOUSTICAL LINING | . | . | TRANSFER DUCT | NO
RECT. DUCT m | 19 | 0.4 | m | 0 | RECT. DUCT | 350X200 | w/ 1” ACOUSTICAL LINING | . | . | TRANSFER DUCT | NO
RECT. DUCT m | 19 | 0.4 | m | 0 | RECT. DUCT | 350X200 | w/ 1” ACOUSTICAL LINING | . | . | TRANSFER DUCT | NO
RECT. DUCT m | 19 | 0.4 | m | 0 | RECT. DUCT | 350X200 | w/ 1” ACOUSTICAL LINING | . | . | TRANSFER DUCT | NO
RECT. DUCT m | 19 | 1.5 | m | 0 | RECT. DUCT | 500X250 | w/ 1” ACOUSTICAL LINING | . | . | TRANSFER DUCT | NO
RECT. DUCT m | 19 | 1.5 | m | 0 | RECT. DUCT | 500X250 | w/ 1” ACOUSTICAL LINING | . | . | TRANSFER DUCT | NO
RECT. DUCT m | 19 | 1.5 | m | 0 | RECT. DUCT | 500X250 | w/ 1” ACOUSTICAL LINING | . | . | TRANSFER DUCT | NO
RECT. DUCT m | 19 | 1.5 | m | 0 | RECT. DUCT | 600X300 | w/ 1” ACOUSTICAL LINING | . | . | TRANSFER DUCT | NO
RECT. DUCT m | 19 | 1.5 | m | 0 | RECT. DUCT | 500X250 | w/ 1” ACOUSTICAL LINING | . | . | TRANSFER DUCT | NO
RECT. DUCT m | 19 | 1.5 | m | 0 | RECT. DUCT | 500X250 | w/ 1” ACOUSTICAL LINING | . | . | TRANSFER DUCT | NO
RECT. DUCT m | 19 | 1.5 | m | 0 | RECT. DUCT | 500X250 | w/ 1” ACOUSTICAL LINING | . | . | TRANSFER DUCT | NO
RECT. DUCT m | 19 | 0.4 | m | 0 | RECT. DUCT | 350X200 | w/ 1” ACOUSTICAL LINING | . | . | TRANSFER DUCT | NO
RECT. DUCT m | 19 | 0.4 | m | 0 | RECT. DUCT | 350X200 | w/ 1” ACOUSTICAL LINING | . | . | TRANSFER DUCT | NO
RECT. DUCT m | 19 | 0.4 | m | 0 | RECT. DUCT | 350X200 | w/ 1” ACOUSTICAL LINING | . | . | TRANSFER DUCT | NO
RECT. DUCT m | 19 | 0.4 | m | 0 | RECT. DUCT | 350X200 | w/ 1” ACOUSTICAL LINING | . | . | TRANSFER DUCT | NO
RECT. DUCT m | 19 | 0.4 | m | 0 | RECT. DUCT | 350X200 | w/ 1” ACOUSTICAL LINING | . | . | TRANSFER DUCT | NO
RECT. DUCT m | 19 | 0.4 | m | 0 | RECT. DUCT | 350X200 | w/ 1” ACOUSTICAL LINING | . | . | TRANSFER DUCT | NO
RECT. DUCT m | 19 | 0.4 | m | 0 | RECT. DUCT | 350X200 | w/ 1” ACOUSTICAL LINING | . | . | TRANSFER DUCT | NO
RECT. DUCT m | 19 | 0.4 | m | 0 | RECT. DUCT | 350X200 | w/ 1” ACOUSTICAL LINING | . | . | TRANSFER DUCT | NO
RECT. DUCT m | 19 | 0.4 | m | 0 | RECT. DUCT | 350X200 | w/ 1” ACOUSTICAL LINING | . | . | TRANSFER DUCT | NO
RECT. DUCT m | 19 | 0.4 | m | 0 | RECT. DUCT | 350X200 | w/ 1” ACOUSTICAL LINING | . | . | TRANSFER DUCT | NO
RECT. DUCT m | 19 | 0.4 | m | 0 | RECT. DUCT | 400X350 | w/ 1” ACOUSTICAL LINING | . | . | TRANSFER DUCT | NO
RECT. DUCT m | 19 | 0.4 | m | 0 | RECT. DUCT | 350X200 | w/ 1” ACOUSTICAL LINING | . | . | TRANSFER DUCT | NO
RECT. DUCT m | 19 | 0.4 | m | 0 | RECT. DUCT | 350X200 | w/ 1” ACOUSTICAL LINING | . | . | TRANSFER DUCT | NO
RECT. DUCT m | 19 | 0.4 | m | 0 | RECT. DUCT | 350X200 | w/ 1” ACOUSTICAL LINING | . | . | TRANSFER DUCT | NO
RECT. DUCT m | 19 | 1.5 | m | 0 | RECT. DUCT | 600X300 | w/ 1” ACOUSTICAL LINING | . | . | TRANSFER DUCT | NO
RECT. DUCT m | 19 | 1.5 | m | 0 | RECT. DUCT | 500X250 | w/ 1” ACOUSTICAL LINING | . | . | TRANSFER DUCT | NO
RECT. DUCT m | 19 | 0.4 | m | 0 | RECT. DUCT | 350X200 | w/ 1” ACOUSTICAL LINING | . | . | TRANSFER DUCT | NO
RECT. DUCT m | 19 | 1.5 | m | 0 | RECT. DUCT | 500X250 | w/ 1” ACOUSTICAL LINING | . | . | TRANSFER DUCT | NO
RECT. DUCT m | 19 | 1.5 | m | 0 | RECT. DUCT | 500X250 | w/ 1” ACOUSTICAL LINING | . | . | TRANSFER DUCT | NO
RECT. DUCT m | 19 | 1.5 | m | 0 | RECT. DUCT | 500X250 | w/ 1” ACOUSTICAL LINING | . | . | TRANSFER DUCT | NO
RECT. DUCT m | 19 | 1.5 | m | 0 | RECT. DUCT | 500X250 | w/ 1” ACOUSTICAL LINING | . | . | TRANSFER DUCT | NO
RECT. DUCT m | 18 | 2.4 | m | 0 | RECT. DUCT | 300X250 | . | . | LOW PRESSURE | VARCF-304/305 | NO
RECT. DUCT m | 18 | 15.4 | m | 0 | RECT. DUCT | 700X400 | . | . | . | VARCF-305 | NO
RECT. DUCT m | 18 | 26 | m | 0 | RECT. DUCT | 750X400 | . | . | . | VARCF-305 | NO
RECT. DUCT m | 18 | 13 | m | 0 | RECT. DUCT | 850X850 | . | . | . | VARCF-305 | NO
RECT. DUCT m | 18 | 1.7 | m | 0 | RECT. DUCT | 300X200 | . | . | LOW PRESSURE | VARCF-304/305 | NO
RECT. DUCT m | 18 | 1.7 | m | 0 | RECT. DUCT | 300X200 | . | . | LOW PRESSURE | VARCF-304/305 | NO
RECT. DUCT m | 18 | 1.7 | m | 0 | RECT. DUCT | 300X200 | . | . | LOW PRESSURE | VARCF-304/305 | NO
RECT. DUCT m | 18 | 1.7 | m | 0 | RECT. DUCT | 300X200 | . | . | LOW PRESSURE | VARCF-304/305 | NO
RECT. DUCT m | 18 | 1.7 | m | 0 | RECT. DUCT | 300X200 | . | . | LOW PRESSURE | VARCF-304/305 | NO
RECT. DUCT m | 18 | 1.8 | m | 0 | RECT. DUCT | 300X200 | . | . | LOW PRESSURE | VARCF-304/305 | NO
RECT. DUCT m | 18 | 2.5 | m | 0 | RECT. DUCT | 300X250 | . | . | LOW PRESSURE | VARCF-304/305 | NO
RECT. DUCT m | 18 | 3.2 | m | 0 | RECT. DUCT | 200X200 | . | . | . | VARCF-304 | NO
RECT. DUCT m | 18 | 13.5 | m | 0 | RECT. DUCT | 450X350 | . | . | . | VARCF-305 | NO
RECT. DUCT m | 18 | 1.8 | m | 0 | RECT. DUCT | 300X250 | . | . | . | VARCF-305 | NO
RECT. DUCT m | 18 | 5.3 | m | 0 | RECT. DUCT | 300X250 | . | . | LOW PRESSURE | VARCF-304/305 | NO
RECT. DUCT m | 18 | 4 | m | 0 | RECT. DUCT | 200X200 | . | . | . | VARCF-304 | NO
RECT. DUCT m | 18 | 12.3 | m | 0 | RECT. DUCT | 550X400 | . | . | . | VARCF-304 | NO
RECT. DUCT m | 18 | 7.9 | m | 0 | RECT. DUCT | 500X400 | . | . | . | VARCF-304 | NO
RECT. DUCT m | 18 | 10.1 | m | 0 | RECT. DUCT | 400X350 | . | . | . | VARCF-304 | NO
RECT. DUCT m | 18 | 25.4 | m | 0 | RECT. DUCT | 400X300 | . | . | . | VARCF-304 | NO
RECT. DUCT m | 18 | 4.8 | m | 0 | RECT. DUCT | 300X250 | . | . | LOW PRESSURE | VARCF-304/305 | NO
RECT. DUCT m | 18 | 13.2 | m | 0 | RECT. DUCT | 250X150 | . | . | . | VARCF-304/305 | NO
RECT. DUCT m | 18 | 2.3 | m | 0 | RECT. DUCT | 300X200 | . | . | LOW PRESSURE | VARCF-304/305 | NO
RECT. DUCT m | 18 | 2.7 | m | 0 | RECT. DUCT | 300X200 | . | . | LOW PRESSURE | VARCF-304/305 | NO
RECT. DUCT m | 18 | 1.7 | m | 0 | RECT. DUCT | 300X200 | . | . | LOW PRESSURE | VARCF-304/305 | NO
RECT. DUCT m | 18 | 1.7 | m | 0 | RECT. DUCT | 300X200 | . | . | LOW PRESSURE | VARCF-304/305 | NO
RECT. DUCT m | 18 | 2.6 | m | 0 | RECT. DUCT | 300X200 | . | . | . | VARCF-304/305 | NO
RECT. DUCT m | 18 | 1.6 | m | 0 | RECT. DUCT | 300X200 | . | . | . | VARCF-304 | NO
RECT. DUCT m | 18 | 1.7 | m | 0 | RECT. DUCT | 300X200 | . | . | LOW PRESSURE | VARCF-304/305 | NO
RECT. DUCT m | 18 | 1.8 | m | 0 | RECT. DUCT | 300X200 | . | . | LOW PRESSURE | VARCF-304/305 | NO
RECT. DUCT m | 18 | 1.8 | m | 0 | RECT. DUCT | 300X200 | . | . | LOW PRESSURE | VARCF-304/305 | NO
RECT. DUCT m | 18 | 1.8 | m | 0 | RECT. DUCT | 300X200 | . | . | LOW PRESSURE | VARCF-304/305 | NO
RECT. DUCT m | 18 | 1.8 | m | 0 | RECT. DUCT | 300X200 | . | . | LOW PRESSURE | VARCF-304/305 | NO
RECT. DUCT m | 18 | 1.8 | m | 0 | RECT. DUCT | 300X200 | . | . | LOW PRESSURE | VARCF-304/305 | NO
RECT. DUCT m | 18 | 1.6 | m | 0 | RECT. DUCT | 300X250 | . | . | LOW PRESSURE | VARCF-304/305 | NO
RECT. DUCT m | 18 | 5.7 | m | 0 | RECT. DUCT | 1150X450 | . | . | . | VARCF-305 | NO
RECT. DUCT m | 18 | 2.6 | m | 0 | RECT. DUCT | 300X250 | . | . | LOW PRESSURE | VARCF-304/305 | NO
RECT. DUCT m | 18 | 12.8 | m | 0 | RECT. DUCT | 600X250 | . | . | . | VARCF-305 | NO
RECT. DUCT m | 18 | 11.8 | m | 0 | RECT. DUCT | 1000X350 | . | . | . | VARCF-305 | NO
RECT. DUCT m | 18 | 6.1 | m | 0 | RECT. DUCT | 700X300 | . | . | . | VARCF-305 | NO
RECT. DUCT m | 18 | 5.4 | m | 0 | RECT. DUCT | 500X250 | . | . | . | VARCF-305 | NO
RECT. DUCT m | 18 | 2.8 | m | 0 | RECT. DUCT | 450X350 | . | . | . | VARCF-305 | NO
RECT. DUCT m | 18 | 3.6 | m | 0 | RECT. DUCT | 600X250 | . | . | . | VARCF-305 | NO
RECT. DUCT m | 18 | 1.6 | m | 0 | RECT. DUCT | 300X250 | . | . | . | VARCF-305 | NO
RECT. DUCT m | 18 | 1.2 | m | 0 | RECT. DUCT | 300X250 | . | . | LOW PRESSURE | VARCF-304/305 | NO
RECT. DUCT m | 18 | 3.5 | m | 0 | RECT. DUCT | 250X200 | . | . | . | VARCF-304 | NO
RECT. DUCT m | 18 | 1.8 | m | 0 | RECT. DUCT | 300X250 | . | . | LOW PRESSURE | VARCF-304/305 | NO
RECT. DUCT m | 18 | 1.8 | m | 0 | RECT. DUCT | 300X300 | . | . | LOW PRESSURE | VARCF-304/305 | NO
RECT. DUCT m | 18 | 1.8 | m | 0 | RECT. DUCT | 300X300 | . | . | LOW PRESSURE | VARCF-304/305 | NO
RECT. DUCT m | 18 | 5.6 | m | 0 | RECT. DUCT | 300X250 | . | . | . | VARCF-304 | NO
RECT. DUCT m | 18 | 9.5 | m | 0 | RECT. DUCT | 400X300 | . | . | . | VARCF-304 | NO
RECT. DUCT m | 18 | 2.8 | m | 0 | RECT. DUCT | 250X200 | . | . | . | VARCF-304 | NO
RECT. DUCT m | 18 | 1.1 | m | 0 | RECT. DUCT | 200X200 | . | . | . | VARCF-304/305 | NO
RECT. DUCT m | 18 | 1.5 | m | 0 | RECT. DUCT | 200X200 | . | . | . | VARCF-304/305 | NO
RECT. DUCT m | 18 | 1.7 | m | 0 | RECT. DUCT | 300X200 | . | . | LOW PRESSURE | VARCF-304/305 | NO
RECT. DUCT m | 18 | 1.7 | m | 0 | RECT. DUCT | 350X300 | . | . | LOW PRESSURE | VARCF-304/305 | NO
RECT. DUCT m | 18 | 1.4 | m | 0 | RECT. DUCT | 300X200 | . | . | . | VARCF-304/305 | NO
RECT. DUCT m | 18 | 1.8 | m | 0 | RECT. DUCT | 300X200 | . | . | . | VARCF-304/305 | NO
RECT. DUCT m | 18 | 2.6 | m | 0 | RECT. DUCT | 300X200 | . | . | LOW PRESSURE | VARCF-304/305 | NO
RECT. DUCT m | 18 | 9 | m | 0 | RECT. DUCT | 550X300 | . | . | . | VARCF-304 | NO
RECT. DUCT m | 18 | 2.6 | m | 0 | RECT. DUCT | 350X300 | . | . | LOW PRESSURE | VARCF-304/305 | NO
RECT. DUCT m | 18 | 4.5 | m | 0 | RECT. DUCT | 300X250 | . | . | LOW PRESSURE | VARCF-304/305 | NO
RECT. DUCT m | 18 | 6.8 | m | 0 | RECT. DUCT | 350X300 | . | . | . | VARCF-305 | NO
RECT. DUCT m | 18 | 4.3 | m | 0 | RECT. DUCT | 250X250 | . | . | . | VARCF-304 | NO
RECT. DUCT m | 18 | 5 | m | 0 | RECT. DUCT | 250X250 | . | . | . | VARCF-305 | NO
RECT. DUCT m | 18 | 3.2 | m | 0 | RECT. DUCT | 300X200 | . | . | LOW PRESSURE | VARCF-304/305 | NO
RECT. DUCT m | 18 | 1.8 | m | 0 | RECT. DUCT | 300X200 | . | . | LOW PRESSURE | VARCF-304/305 | NO
RECT. DUCT m | 18 | 9.7 | m | 0 | RECT. DUCT | 200X200 | . | 6-SS-16 | . | VE-314-VE-0001 | NO
RECT. DUCT m | 18 | 1.3 | m | 0 | RECT. DUCT | 250X200 | . | 6-SS-16 | . | VE-314-VE-0001 | NO
RECT. DUCT m | 18 | 3 | m | 0 | RECT. DUCT | 200X150 | . | 6-SS-16 | . | VE-314-VE-0001 | NO
RECT. DUCT m | 18 | 1.8 | m | 0 | RECT. DUCT | 250X200 | . | 6-SS-16 | . | VE-314-VE-0001 | NO
RECT. DUCT m | 18 | 6 | m | 0 | RECT. DUCT | 700X400 | . | . | . | VARCF-304 | NO
RECT. DUCT m | 18 | 6.4 | m | 0 | RECT. DUCT | 350X250 | . | . | LOW PRESSURE | VARCF-304/305 | NO
RECT. DUCT m | 18 | 2.1 | m | 0 | RECT. DUCT | 350X300 | . | . | . | VARCF-304 | NO
RECT. DUCT m | 18 | 1.4 | m | 0 | RECT. DUCT | 350X300 | . | . | LOW PRESSURE | VARCF-304/305 | NO
RECT. DUCT m | 18 | 2 | m | 0 | RECT. DUCT | 300X200 | . | . | . | VARCF-304/305 | NO
RECT. DUCT m | 18 | 2.1 | m | 0 | RECT. DUCT | 300X200 | . | . | . | VARCF-304/305 | NO
RECT. DUCT m | 18 | 2.2 | m | 0 | RECT. DUCT | 1500X800 | . | 6-SS-16 | . | VARCF-303 | NO
RECT. DUCT m | 18 | 4.9 | m | 0 | RECT. DUCT | 1000X750 | . | 6-SS-16 | . | VARCF-303 | NO
RECT. DUCT m | 18 | 2.2 | m | 0 | RECT. DUCT | 1200X650 | . | 6-SS-16 | . | VARCF-303 | NO
RECT. DUCT m | 18 | 6.4 | m | 0 | RECT. DUCT | 1200X500 | . | 6-SS-16 | . | VARCF-303 | NO
RECT. DUCT m | 18 | 0.3 | m | 0 | RECT. DUCT | 350X350 | . | . | BP | VA-333-VA-0001 | NO
RECT. DUCT m | 18 | 0.7 | m | 0 | RECT. DUCT | 250X100 | . | . | LOW PRESSURE | VFC-343 | NO
RECT. DUCT m | 18 | 0.7 | m | 0 | RECT. DUCT | 325X125 | . | . | LOW PRESSURE | VFC-343 | NO
RECT. DUCT m | 18 | 0.7 | m | 0 | RECT. DUCT | 325X125 | . | . | LOW PRESSURE | VFC-343 | NO
RECT. DUCT m | 18 | 0.7 | m | 0 | RECT. DUCT | 325X125 | . | . | LOW PRESSURE | VFC-343 | NO
RECT. DUCT m | 18 | 0.7 | m | 0 | RECT. DUCT | 325X125 | . | . | LOW PRESSURE | VFC-343 | NO
RECT. DUCT m | 18 | 5.4 | m | 0 | RECT. DUCT | 450X250 | . | . | LOW PRESSURE | VFC-343 | NO
RECT. DUCT m | 18 | 10.6 | m | 0 | RECT. DUCT | 650X300 | . | . | LOW PRESSURE | VFC-343 | NO
RECT. DUCT m | 18 | 2.5 | m | 0 | RECT. DUCT | 900X500 | . | 6-SS-16 | LOW PRESSURE | VARCF-304/305 | NO
RECT. DUCT m | 18 | 4.5 | m | 0 | RECT. DUCT | 300X200 | . | . | LOW PRESSURE | VARCF-304/305 | NO
RECT. DUCT m | 18 | 0.8 | m | 0 | RECT. DUCT | 350X300 | . | . | BP | VA-332-VA-0001 | NO
RECT. DUCT m | 18 | 1.6 | m | 0 | RECT. DUCT | 300X250 | . | . | LOW PRESSURE | VARCF-304/305 | NO
RECT. DUCT m | 18 | 2.6 | m | 0 | RECT. DUCT | 300X250 | . | . | LOW PRESSURE | VARCF-304/305 | NO
RECT. DUCT m | 18 | 3.7 | m | 0 | RECT. DUCT | 600X350 | w/ 1” ACOUSTICAL LINING | . | . | TRANSFER DUCT | NO
RECT. DUCT m | 18 | 0.1 | m | 0 | RECT. DUCT | 650X250 | . | . | . | VARCF-303 | NO
RECT. DUCT m | 18 | 0.2 | m | 0 | RECT. DUCT | 350X300 | . | . | BP | VA-334-VA-0001 | NO
RECT. DUCT m | 18 | 0.2 | m | 0 | RECT. DUCT | 250X100 | w/ 1” ACOUSTICAL LINING | 6-SS-16 | . | TRANSFER DUCT | NO
RECT. DUCT m | 18 | 0.2 | m | 0 | RECT. DUCT | 250X100 | w/ 1” ACOUSTICAL LINING | 6-SS-16 | . | TRANSFER DUCT | NO
RECT. DUCT m | 18 | 1.7 | m | 0 | RECT. DUCT | 350X300 | . | . | LOW PRESSURE | VARCF-302/304 | NO
RECT. DUCT m | 18 | 2.4 | m | 0 | RECT. DUCT | 300X200 | . | . | LOW PRESSURE | VARCF-302/304 | NO
RECT. DUCT m | 18 | 4.7 | m | 0 | RECT. DUCT | 300X300 | . | . | . | VARCF-304 | NO
RECT. DUCT m | 18 | 0.4 | m | 0 | RECT. DUCT | 400X350 | w/ 1” ACOUSTICAL LINING | . | . | TRANSFER DUCT | NO
RECT. DUCT m | 18 | 0.4 | m | 0 | RECT. DUCT | 350X200 | w/ 1” ACOUSTICAL LINING | . | . | TRANSFER DUCT | NO
RECT. DUCT m | 18 | 0.4 | m | 0 | RECT. DUCT | 350X200 | w/ 1” ACOUSTICAL LINING | . | . | TRANSFER DUCT | NO
RECT. DUCT m | 18 | 0.4 | m | 0 | RECT. DUCT | 350X200 | w/ 1” ACOUSTICAL LINING | . | . | TRANSFER DUCT | NO
RECT. DUCT m | 18 | 0.4 | m | 0 | RECT. DUCT | 350X200 | w/ 1” ACOUSTICAL LINING | . | . | TRANSFER DUCT | NO
RECT. DUCT m | 18 | 0.4 | m | 0 | RECT. DUCT | 350X200 | w/ 1” ACOUSTICAL LINING | . | . | TRANSFER DUCT | NO
RECT. DUCT m | 18 | 0.4 | m | 0 | RECT. DUCT | 350X200 | w/ 1” ACOUSTICAL LINING | . | . | TRANSFER DUCT | NO
RECT. DUCT m | 18 | 1.5 | m | 0 | RECT. DUCT | 600X300 | w/ 1” ACOUSTICAL LINING | . | . | TRANSFER DUCT | NO
RECT. DUCT m | 18 | 1.5 | m | 0 | RECT. DUCT | 500X250 | w/ 1” ACOUSTICAL LINING | . | . | TRANSFER DUCT | NO
RECT. DUCT m | 18 | 1.5 | m | 0 | RECT. DUCT | 900X300 | w/ 1” ACOUSTICAL LINING | . | . | TRANSFER DUCT | NO
RECT. DUCT m | 18 | 1.5 | m | 0 | RECT. DUCT | 600X300 | w/ 1” ACOUSTICAL LINING | . | . | TRANSFER DUCT | NO
RECT. DUCT m | 18 | 1.5 | m | 0 | RECT. DUCT | 900X300 | w/ 1” ACOUSTICAL LINING | . | . | TRANSFER DUCT | NO
RECT. DUCT m | 18 | 1.5 | m | 0 | RECT. DUCT | 500X250 | w/ 1” ACOUSTICAL LINING | . | . | TRANSFER DUCT | NO
RECT. DUCT m | 18 | 1.5 | m | 0 | RECT. DUCT | 500X250 | w/ 1” ACOUSTICAL LINING | . | . | TRANSFER DUCT | NO
RECT. DUCT m | 18 | 0.4 | m | 0 | RECT. DUCT | 350X200 | w/ 1” ACOUSTICAL LINING | . | . | TRANSFER DUCT | NO
RECT. DUCT m | 18 | 0.4 | m | 0 | RECT. DUCT | 350X200 | w/ 1” ACOUSTICAL LINING | . | . | TRANSFER DUCT | NO
RECT. DUCT m | 18 | 0.4 | m | 0 | RECT. DUCT | 350X200 | w/ 1” ACOUSTICAL LINING | . | . | TRANSFER DUCT | NO
RECT. DUCT m | 18 | 0.4 | m | 0 | RECT. DUCT | 350X200 | w/ 1” ACOUSTICAL LINING | . | . | TRANSFER DUCT | NO
RECT. DUCT m | 18 | 0.4 | m | 0 | RECT. DUCT | 350X200 | w/ 1” ACOUSTICAL LINING | . | . | TRANSFER DUCT | NO
RECT. DUCT m | 18 | 0.4 | m | 0 | RECT. DUCT | 350X200 | w/ 1” ACOUSTICAL LINING | . | . | TRANSFER DUCT | NO
RECT. DUCT m | 18 | 0.4 | m | 0 | RECT. DUCT | 400X350 | w/ 1” ACOUSTICAL LINING | . | . | TRANSFER DUCT | NO
RECT. DUCT m | 18 | 0.4 | m | 0 | RECT. DUCT | 400X350 | w/ 1” ACOUSTICAL LINING | . | . | TRANSFER DUCT | NO
RECT. DUCT m | 18 | 1.5 | m | 0 | RECT. DUCT | 500X250 | w/ 1” ACOUSTICAL LINING | . | . | TRANSFER DUCT | NO
RECT. DUCT m | 18 | 1.5 | m | 0 | RECT. DUCT | 500X250 | w/ 1” ACOUSTICAL LINING | . | . | TRANSFER DUCT | NO
RECT. DUCT m | 18 | 1.5 | m | 0 | RECT. DUCT | 500X250 | w/ 1” ACOUSTICAL LINING | . | . | TRANSFER DUCT | NO
RECT. DUCT m | 18 | 0.4 | m | 0 | RECT. DUCT | 350X200 | w/ 1” ACOUSTICAL LINING | . | . | TRANSFER DUCT | NO
RECT. DUCT m | 18 | 0.4 | m | 0 | RECT. DUCT | 350X200 | w/ 1” ACOUSTICAL LINING | . | . | TRANSFER DUCT | NO
RECT. DUCT m | 18 | 0.4 | m | 0 | RECT. DUCT | 350X200 | w/ 1” ACOUSTICAL LINING | . | . | TRANSFER DUCT | NO
RECT. DUCT m | 18 | 1.5 | m | 0 | RECT. DUCT | 500X250 | w/ 1” ACOUSTICAL LINING | . | . | TRANSFER DUCT | NO
RECT. DUCT m | 18 | 1.5 | m | 0 | RECT. DUCT | 500X250 | w/ 1” ACOUSTICAL LINING | . | . | TRANSFER DUCT | NO
RECT. DUCT m | 18 | 1.5 | m | 0 | RECT. DUCT | 500X250 | w/ 1” ACOUSTICAL LINING | . | . | TRANSFER DUCT | NO
RECT. DUCT m | 18 | 1.5 | m | 0 | RECT. DUCT | 900X300 | w/ 1” ACOUSTICAL LINING | . | . | TRANSFER DUCT | NO
RECT. DUCT m | 18 | 1.5 | m | 0 | RECT. DUCT | 600X300 | w/ 1” ACOUSTICAL LINING | . | . | TRANSFER DUCT | NO
RECT. DUCT m | 18 | 1.5 | m | 0 | RECT. DUCT | 650X350 | w/ 1” ACOUSTICAL LINING | . | . | TRANSFER DUCT | NO
RECT. DUCT m | 18 | 0.4 | m | 0 | RECT. DUCT | 350X200 | w/ 1” ACOUSTICAL LINING | . | . | TRANSFER DUCT | NO
RECT. DUCT m | 18 | 0.4 | m | 0 | RECT. DUCT | 400X350 | w/ 1” ACOUSTICAL LINING | . | . | TRANSFER DUCT | NO
RECT. DUCT m | 18 | 1.5 | m | 0 | RECT. DUCT | 500X250 | w/ 1” ACOUSTICAL LINING | . | . | TRANSFER DUCT | NO
RECT. DUCT m | 18 | 1.5 | m | 0 | RECT. DUCT | 500X250 | w/ 1” ACOUSTICAL LINING | . | . | TRANSFER DUCT | NO
RECT. DUCT m | 2 | 1.6 | m | 0 | RECT. DUCT | 950X350 | w/ 1” ACOUSTICAL LINING | . | . | TRANSFER DUCT | NO
RECT. DUCT m | 2 | 1.5 | m | 0 | RECT. DUCT | 950X350 | w/ 1” ACOUSTICAL LINING | . | . | TRANSFER DUCT | NO
RECT. DUCT m | 2 | 1.6 | m | 0 | RECT. DUCT | 950X350 | w/ 1” ACOUSTICAL LINING | . | . | TRANSFER DUCT | NO
RECT. DUCT m | 2 | 1.6 | m | 0 | RECT. DUCT | 950X350 | w/ 1” ACOUSTICAL LINING | . | . | TRANSFER DUCT | NO
RECT. DUCT m | 18 | 1.5 | m | 0 | RECT. DUCT | 600X300 | w/ 1” ACOUSTICAL LINING | . | . | TRANSFER DUCT | NO
RECT. DUCT m | 18 | 4.6 | m | 0 | RECT. DUCT | 500X200 | . | . | . | VARCF-302 | NO
RECT. DUCT m | 19 | 0.4 | m | 0 | RECT. DUCT | 600X450 | . | . | . | VARCF-303 | NO
RECT. DUCT m | 18 | 7 | m | 0 | RECT. DUCT | 250X200 | . | . | . | VARCF-304 | NO
RECT. DUCT m | 18 | 5.9 | m | 0 | RECT. DUCT | 350X200 | . | . | . | VARCF-302 | NO
RECT. DUCT m | 24 | 28.5 | m | 0 | RECT. DUCT | 1524X813 | . | 6-SS-16 | . | VARCF-303 | NO
RECT. DUCT m | 24 | 0.2 | m | 0 | RECT. DUCT | 250X100 | w/ 1” ACOUSTICAL LINING | . | . | TRANSFER DUCT | NO
RECT. DUCT m | 24 | 0.2 | m | 0 | RECT. DUCT | 250X100 | w/ 1” ACOUSTICAL LINING | . | . | TRANSFER DUCT | NO
RECT. DUCT m | 15 | 12.9 | m | 0 | RECT. DUCT | 1000X1000 | . | . | . | VARCF-305 | NO
RECT. DUCT m | 15 | 27.1 | m | 0 | RECT. DUCT | 850X850 | . | . | . | VARCF-305 | NO
RECT. DUCT m | 15 | 14.2 | m | 0 | RECT. DUCT | 700X700 | . | . | . | VARCF-305 | NO
RECT. DUCT m | 15 | 12.7 | m | 0 | RECT. DUCT | 550X550 | . | . | . | VARCF-305 | NO
RECT. DUCT m | 15 | 2 | m | 0 | RECT. DUCT | 500X300 | . | . | . | VARCF-305 | NO
RECT. DUCT m | 15 | 5.7 | m | 0 | RECT. DUCT | 350X250 | . | . | . | VARCF-305 | NO
RECT. DUCT m | 15 | 4.2 | m | 0 | RECT. DUCT | 350X250 | . | . | . | VARCF-305 | NO
RECT. DUCT m | 15 | 17.9 | m | 0 | RECT. DUCT | 1000X500 | . | . | . | VARCF-305 | NO
RECT. DUCT m | 15 | 2.7 | m | 0 | RECT. DUCT | 550X450 | . | . | . | VARCF-305 | NO
RECT. DUCT m | 15 | 2.2 | m | 0 | RECT. DUCT | 1500X800 | . | 6-SS-16 | . | VARCF-303 | NO
RECT. DUCT m | 15 | 8.6 | m | 0 | RECT. DUCT | 1200X700 | . | 6-SS-16 | . | VARCF-303 | NO
RECT. DUCT m | 15 | 4.9 | m | 0 | RECT. DUCT | 1000X800 | . | 6-SS-16 | . | VARCF-303 | NO
RECT. DUCT m | 15 | 6.1 | m | 0 | RECT. DUCT | 750X400 | . | . | . | VARCF-304 | NO
RECT. DUCT m | 15 | 12.1 | m | 0 | RECT. DUCT | 750X400 | . | . | . | VARCF-304 | NO
RECT. DUCT m | 15 | 9 | m | 0 | RECT. DUCT | 650X400 | . | . | . | VARCF-304 | NO
RECT. DUCT m | 15 | 8.9 | m | 0 | RECT. DUCT | 650X300 | . | . | . | VARCF-304 | NO
RECT. DUCT m | 15 | 8.3 | m | 0 | RECT. DUCT | 500X300 | . | . | . | VARCF-304 | NO
RECT. DUCT m | 15 | 14.2 | m | 0 | RECT. DUCT | 400X300 | . | . | . | VARCF-304 | NO
RECT. DUCT m | 15 | 6.9 | m | 0 | RECT. DUCT | 200X200 | . | . | . | VARCF-304 | NO
RECT. DUCT m | 15 | 6.5 | m | 0 | RECT. DUCT | 550X300 | . | . | . | VARCF-304 | NO
RECT. DUCT m | 15 | 2.7 | m | 0 | RECT. DUCT | 550X300 | . | . | . | VARCF-304 | NO
RECT. DUCT m | 15 | 7.2 | m | 0 | RECT. DUCT | 550X300 | . | . | . | VARCF-304 | NO
RECT. DUCT m | 15 | 1 | m | 0 | RECT. DUCT | 550X300 | . | . | . | VARCF-305 | NO
RECT. DUCT m | 15 | 4.6 | m | 0 | RECT. DUCT | 350X313 | . | . | LOW PRESSURE | VARCF-304/305 | NO
RECT. DUCT m | 15 | 6.6 | m | 0 | RECT. DUCT | 350X313 | . | . | LOW PRESSURE | VARCF-304 | NO
RECT. DUCT m | 15 | 5.8 | m | 0 | RECT. DUCT | 350X250 | . | . | LOW PRESSURE | VARCF-304 | NO
RECT. DUCT m | 15 | 2.5 | m | 0 | RECT. DUCT | 300X200 | . | . | LOW PRESSURE | VARCF-304/305 | NO
RECT. DUCT m | 15 | 1.7 | m | 0 | RECT. DUCT | 300X200 | . | . | LOW PRESSURE | VARCF-304/305 | NO
RECT. DUCT m | 15 | 1.8 | m | 0 | RECT. DUCT | 300X250 | . | . | LOW PRESSURE | VARCF-304/305 | NO
RECT. DUCT m | 15 | 1.9 | m | 0 | RECT. DUCT | 350X300 | . | . | LOW PRESSURE | VARCF-304/305 | NO
RECT. DUCT m | 15 | 1.8 | m | 0 | RECT. DUCT | 300X250 | . | . | LOW PRESSURE | VARCF-304/305 | NO
RECT. DUCT m | 15 | 2.4 | m | 0 | RECT. DUCT | 300X200 | . | . | LOW PRESSURE | VARCF-304/305 | NO
RECT. DUCT m | 15 | 2.4 | m | 0 | RECT. DUCT | 300X200 | . | . | LOW PRESSURE | VARCF-304/305 | NO
RECT. DUCT m | 15 | 1.7 | m | 0 | RECT. DUCT | 300X200 | . | . | LOW PRESSURE | VARCF-304/305 | NO
RECT. DUCT m | 15 | 2.8 | m | 0 | RECT. DUCT | 300X250 | . | . | LOW PRESSURE | VARCF-304/305 | NO
RECT. DUCT m | 15 | 2.3 | m | 0 | RECT. DUCT | 300X250 | . | . | LOW PRESSURE | VARCF-304/305 | NO
RECT. DUCT m | 15 | 2.4 | m | 0 | RECT. DUCT | 300X250 | . | . | LOW PRESSURE | VARCF-304/305 | NO
RECT. DUCT m | 15 | 2.5 | m | 0 | RECT. DUCT | 300X200 | . | . | LOW PRESSURE | VARCF-304/305 | NO
RECT. DUCT m | 15 | 2.7 | m | 0 | RECT. DUCT | 300X200 | . | . | LOW PRESSURE | VARCF-304/305 | NO
RECT. DUCT m | 15 | 4.8 | m | 0 | RECT. DUCT | 300X200 | . | . | LOW PRESSURE | VARCF-304/305 | NO
RECT. DUCT m | 15 | 3.3 | m | 0 | RECT. DUCT | 200X200 | . | . | LOW PRESSURE | VARCF-304 | NO
RECT. DUCT m | 15 | 1.8 | m | 0 | RECT. DUCT | 300X250 | . | . | LOW PRESSURE | VARCF-304/305 | NO
RECT. DUCT m | 15 | 1.8 | m | 0 | RECT. DUCT | 300X200 | . | . | LOW PRESSURE | VARCF-304/305 | NO
RECT. DUCT m | 15 | 1.8 | m | 0 | RECT. DUCT | 300X200 | . | . | LOW PRESSURE | VARCF-304/305 | NO
RECT. DUCT m | 15 | 1.9 | m | 0 | RECT. DUCT | 300X200 | . | . | LOW PRESSURE | VARCF-304/305 | NO
RECT. DUCT m | 15 | 2 | m | 0 | RECT. DUCT | 300X200 | . | . | LOW PRESSURE | VARCF-304/305 | NO
RECT. DUCT m | 15 | 1.4 | m | 0 | RECT. DUCT | 300X250 | . | . | LOW PRESSURE | VARCF-304/305 | NO
RECT. DUCT m | 15 | 1.5 | m | 0 | RECT. DUCT | 300X200 | . | . | LOW PRESSURE | VARCF-304/305 | NO
RECT. DUCT m | 15 | 1.5 | m | 0 | RECT. DUCT | 300X200 | . | . | LOW PRESSURE | VARCF-304/305 | NO
RECT. DUCT m | 15 | 2 | m | 0 | RECT. DUCT | 300X200 | . | . | LOW PRESSURE | VARCF-304/305 | NO
RECT. DUCT m | 15 | 2.4 | m | 0 | RECT. DUCT | 300X200 | . | . | LOW PRESSURE | VARCF-304/305 | NO
RECT. DUCT m | 15 | 3.2 | m | 0 | RECT. DUCT | 200X200 | . | 6-SS-16 | LOW PRESSURE | VE-314-VE-0001 | NO
RECT. DUCT m | 15 | 10.7 | m | 0 | RECT. DUCT | 200X150 | . | 6-SS-16 | LOW PRESSURE | VE-314-VE-0001 | NO
RECT. DUCT m | 15 | 4.5 | m | 0 | RECT. DUCT | 200X150 | . | . | LOW PRESSURE | VARCF-304/305 | NO
RECT. DUCT m | 15 | 3.8 | m | 0 | RECT. DUCT | 350X313 | . | . | LOW PRESSURE | VARCF-304 | NO
RECT. DUCT m | 15 | 3.4 | m | 0 | RECT. DUCT | 350X313 | . | . | LOW PRESSURE | VARCF-304/305 | NO
RECT. DUCT m | 15 | 3.4 | m | 0 | RECT. DUCT | 350X313 | . | . | LOW PRESSURE | VARCF-304/305 | NO
RECT. DUCT m | 15 | 2.4 | m | 0 | RECT. DUCT | 350X313 | . | . | LOW PRESSURE | VARCF-304/305 | NO
RECT. DUCT m | 15 | 1.8 | m | 0 | RECT. DUCT | 350X313 | . | . | LOW PRESSURE | VARCF-304/305 | NO
RECT. DUCT m | 15 | 1.4 | m | 0 | RECT. DUCT | 350X313 | . | . | LOW PRESSURE | VARCF-304/305 | NO
RECT. DUCT m | 15 | 9.6 | m | 0 | RECT. DUCT | 350X313 | . | . | LOW PRESSURE | VFC-344 | NO
RECT. DUCT m | 15 | 4.4 | m | 0 | RECT. DUCT | 350X250 | . | . | LOW PRESSURE | VFC-344 | NO
RECT. DUCT m | 15 | 5.6 | m | 0 | RECT. DUCT | 350X250 | . | . | LOW PRESSURE | VFC-344 | NO
RECT. DUCT m | 15 | 3.3 | m | 0 | RECT. DUCT | 450X300 | w/ 1” ACOUSTICAL LINING | . | . | TRANSFER DUCT | NO
RECT. DUCT m | 15 | 0.8 | m | 0 | RECT. DUCT | 600X350 | . | . | BP | VA-332-VA-0001 | NO
RECT. DUCT m | 15 | 1.8 | m | 0 | RECT. DUCT | 600X350 | . | . | . | VARCF-302 | NO
RECT. DUCT m | 15 | 2.2 | m | 0 | RECT. DUCT | 600X350 | . | . | . | VARCF-302 | NO
RECT. DUCT m | 15 | 1.8 | m | 0 | RECT. DUCT | 300X200 | . | . | LOW PRESSURE | VARCF-302/304 | NO
RECT. DUCT m | 15 | 1.7 | m | 0 | RECT. DUCT | 300X200 | . | . | LOW PRESSURE | VARCF-302/304 | NO
RECT. DUCT m | 15 | 1.6 | m | 0 | RECT. DUCT | 300X200 | . | . | . | VARCF-304 | NO
RECT. DUCT m | 15 | 1.9 | m | 0 | RECT. DUCT | 300X200 | . | . | LOW PRESSURE | VARCF-302/304 | NO
RECT. DUCT m | 15 | 10.5 | m | 0 | RECT. DUCT | 300X200 | . | . | . | VARCF-304 | NO
RECT. DUCT m | 15 | 1.2 | m | 0 | RECT. DUCT | 200X200 | . | . | LOW PRESSURE | VARCF-304 | NO
RECT. DUCT m | 15 | 3.3 | m | 0 | RECT. DUCT | 200X200 | . | . | LOW PRESSURE | VARCF-304 | NO
RECT. DUCT m | 15 | 4.1 | m | 0 | RECT. DUCT | 300X200 | . | . | LOW PRESSURE | VARCF-304 | NO
RECT. DUCT m | 15 | 3.7 | m | 0 | RECT. DUCT | 400X300 | . | . | . | VARCF-305 | NO
RECT. DUCT m | 15 | 1.8 | m | 0 | RECT. DUCT | 200X200 | . | . | LOW PRESSURE | VARCF-305 | NO
RECT. DUCT m | 15 | 2.9 | m | 0 | RECT. DUCT | 350X350 | . | . | . | VARCF-305 | NO
RECT. DUCT m | 15 | 1.8 | m | 0 | RECT. DUCT | 300X200 | . | . | LOW PRESSURE | VARCF-304/305 | NO
RECT. DUCT m | 15 | 2.9 | m | 0 | RECT. DUCT | 400X300 | . | . | LOW PRESSURE | VARCF-304 | NO
RECT. DUCT m | 15 | 3.4 | m | 0 | RECT. DUCT | 250X200 | . | . | LOW PRESSURE | VFC-344 | NO
RECT. DUCT m | 15 | 1.7 | m | 0 | RECT. DUCT | 300X250 | . | . | LOW PRESSURE | VARCF-302 | NO
RECT. DUCT m | 15 | 2.8 | m | 0 | RECT. DUCT | 900X500 | . | 6-SS-16 | LOW PRESSURE | VFC-344 | NO
RECT. DUCT m | 15 | 4.2 | m | 0 | RECT. DUCT | 300X250 | . | . | LOW PRESSURE | VARCF-304/305 | NO
RECT. DUCT m | 15 | 1.8 | m | 0 | RECT. DUCT | 400X375 | . | . | LOW PRESSURE | VARCF-304/305 | NO
RECT. DUCT m | 15 | 5.5 | m | 0 | RECT. DUCT | 300X250 | . | . | LOW PRESSURE | VARCF-304/305 | NO
RECT. DUCT m | 15 | 2.3 | m | 0 | RECT. DUCT | 200X200 | . | . | . | VARCF-305 | NO
RECT. DUCT m | 15 | 5.9 | m | 0 | RECT. DUCT | 1200X400 | . | . | LOW PRESSURE | VARCF-305 | NO
RECT. DUCT m | 15 | 1.8 | m | 0 | RECT. DUCT | 1350X450 | . | . | LOW PRESSURE | VARCF-305 | NO
RECT. DUCT m | 15 | 1.9 | m | 0 | RECT. DUCT | 300X250 | . | . | LOW PRESSURE | VARCF-302/304 | NO
RECT. DUCT m | 15 | 7.3 | m | 0 | RECT. DUCT | 300X200 | . | . | . | VARCF-304 | NO
RECT. DUCT m | 15 | 4.7 | m | 0 | RECT. DUCT | 450X300 | . | . | . | VARCF-302 | NO
RECT. DUCT m | 15 | 2.7 | m | 0 | RECT. DUCT | 300X300 | . | . | . | VARCF-302 | NO
RECT. DUCT m | 15 | 9.7 | m | 0 | RECT. DUCT | 500X300 | . | . | . | VARCF-302 | NO
RECT. DUCT m | 15 | 0.4 | m | 0 | RECT. DUCT | 400X350 | w/ 1” ACOUSTICAL LINING | . | . | TRANSFER DUCT | NO
RECT. DUCT m | 15 | 0.4 | m | 0 | RECT. DUCT | 400X350 | w/ 1” ACOUSTICAL LINING | . | . | TRANSFER DUCT | NO
RECT. DUCT m | 15 | 0.4 | m | 0 | RECT. DUCT | 400X350 | w/ 1” ACOUSTICAL LINING | . | . | TRANSFER DUCT | NO
RECT. DUCT m | 15 | 0.4 | m | 0 | RECT. DUCT | 400X350 | w/ 1” ACOUSTICAL LINING | . | . | TRANSFER DUCT | NO
RECT. DUCT m | 15 | 0.4 | m | 0 | RECT. DUCT | 350X200 | w/ 1” ACOUSTICAL LINING | . | . | TRANSFER DUCT | NO
RECT. DUCT m | 15 | 0.4 | m | 0 | RECT. DUCT | 350X200 | w/ 1” ACOUSTICAL LINING | . | . | TRANSFER DUCT | NO
RECT. DUCT m | 15 | 0.4 | m | 0 | RECT. DUCT | 350X200 | w/ 1” ACOUSTICAL LINING | . | . | TRANSFER DUCT | NO
RECT. DUCT m | 15 | 0.4 | m | 0 | RECT. DUCT | 350X200 | w/ 1” ACOUSTICAL LINING | . | . | TRANSFER DUCT | NO
RECT. DUCT m | 15 | 0.4 | m | 0 | RECT. DUCT | 350X200 | w/ 1” ACOUSTICAL LINING | . | . | TRANSFER DUCT | NO
RECT. DUCT m | 15 | 0.4 | m | 0 | RECT. DUCT | 350X200 | w/ 1” ACOUSTICAL LINING | . | . | TRANSFER DUCT | NO
RECT. DUCT m | 15 | 0.4 | m | 0 | RECT. DUCT | 350X200 | w/ 1” ACOUSTICAL LINING | . | . | TRANSFER DUCT | NO
RECT. DUCT m | 15 | 0.4 | m | 0 | RECT. DUCT | 350X200 | w/ 1” ACOUSTICAL LINING | . | . | TRANSFER DUCT | NO
RECT. DUCT m | 15 | 0.4 | m | 0 | RECT. DUCT | 350X200 | w/ 1” ACOUSTICAL LINING | . | . | TRANSFER DUCT | NO
RECT. DUCT m | 15 | 0.4 | m | 0 | RECT. DUCT | 350X200 | w/ 1” ACOUSTICAL LINING | . | . | TRANSFER DUCT | NO
RECT. DUCT m | 15 | 0.4 | m | 0 | RECT. DUCT | 350X200 | w/ 1” ACOUSTICAL LINING | . | . | TRANSFER DUCT | NO
RECT. DUCT m | 15 | 0.4 | m | 0 | RECT. DUCT | 350X200 | w/ 1” ACOUSTICAL LINING | . | . | TRANSFER DUCT | NO
RECT. DUCT m | 15 | 0.4 | m | 0 | RECT. DUCT | 350X200 | w/ 1” ACOUSTICAL LINING | . | . | TRANSFER DUCT | NO
RECT. DUCT m | 15 | 0.4 | m | 0 | RECT. DUCT | 350X200 | w/ 1” ACOUSTICAL LINING | . | . | TRANSFER DUCT | NO
RECT. DUCT m | 15 | 0.4 | m | 0 | RECT. DUCT | 350X200 | w/ 1” ACOUSTICAL LINING | . | . | TRANSFER DUCT | NO
RECT. DUCT m | 15 | 0.4 | m | 0 | RECT. DUCT | 350X200 | w/ 1” ACOUSTICAL LINING | . | . | TRANSFER DUCT | NO
RECT. DUCT m | 15 | 1.4 | m | 0 | RECT. DUCT | 400X150 | w/ 1” ACOUSTICAL LINING | . | . | TRANSFER DUCT | NO
RECT. DUCT m | 15 | 1.5 | m | 0 | RECT. DUCT | 500X250 | w/ 1” ACOUSTICAL LINING | . | . | TRANSFER DUCT | NO
RECT. DUCT m | 15 | 1.5 | m | 0 | RECT. DUCT | 500X250 | w/ 1” ACOUSTICAL LINING | . | . | TRANSFER DUCT | NO
RECT. DUCT m | 15 | 1.5 | m | 0 | RECT. DUCT | 500X250 | w/ 1” ACOUSTICAL LINING | . | . | TRANSFER DUCT | NO
RECT. DUCT m | 15 | 1.5 | m | 0 | RECT. DUCT | 500X250 | w/ 1” ACOUSTICAL LINING | . | . | TRANSFER DUCT | NO
RECT. DUCT m | 15 | 1.5 | m | 0 | RECT. DUCT | 500X250 | w/ 1” ACOUSTICAL LINING | . | . | TRANSFER DUCT | NO
RECT. DUCT m | 15 | 1.5 | m | 0 | RECT. DUCT | 500X250 | w/ 1” ACOUSTICAL LINING | . | . | TRANSFER DUCT | NO
RECT. DUCT m | 15 | 1.5 | m | 0 | RECT. DUCT | 600X300 | w/ 1” ACOUSTICAL LINING | . | . | TRANSFER DUCT | NO
RECT. DUCT m | 15 | 1.5 | m | 0 | RECT. DUCT | 600X300 | w/ 1” ACOUSTICAL LINING | . | . | TRANSFER DUCT | NO
RECT. DUCT m | 15 | 1.5 | m | 0 | RECT. DUCT | 600X300 | w/ 1” ACOUSTICAL LINING | . | . | TRANSFER DUCT | NO
RECT. DUCT m | 15 | 1.5 | m | 0 | RECT. DUCT | 600X300 | w/ 1” ACOUSTICAL LINING | . | . | TRANSFER DUCT | NO
RECT. DUCT m | 15 | 1.5 | m | 0 | RECT. DUCT | 900X300 | w/ 1” ACOUSTICAL LINING | . | . | TRANSFER DUCT | NO
RECT. DUCT m | 15 | 1.5 | m | 0 | RECT. DUCT | 900X300 | w/ 1” ACOUSTICAL LINING | . | . | TRANSFER DUCT | NO
RECT. DUCT m | 15 | 1.5 | m | 0 | RECT. DUCT | 900X300 | w/ 1” ACOUSTICAL LINING | . | . | TRANSFER DUCT | NO
RECT. DUCT m | 15 | 1.5 | m | 0 | RECT. DUCT | 900X300 | w/ 1” ACOUSTICAL LINING | . | . | TRANSFER DUCT | NO
RECT. DUCT m | 15 | 1.6 | m | 0 | RECT. DUCT | 900X300 | w/ 1” ACOUSTICAL LINING | . | . | TRANSFER DUCT | NO
RECT. DUCT m | 15 | 1.5 | m | 0 | RECT. DUCT | 900X300 | w/ 1” ACOUSTICAL LINING | . | . | TRANSFER DUCT | NO
RECT. DUCT m | 15 | 1.5 | m | 0 | RECT. DUCT | 900X300 | w/ 1” ACOUSTICAL LINING | . | . | TRANSFER DUCT | NO
RECT. DUCT m | 15 | 2.1 | m | 0 | RECT. DUCT | 300X200 | . | . | . | VARCF-304 | NO
RECT. DUCT m | 15 | 2.1 | m | 0 | RECT. DUCT | 250X200 | . | 6-SS-16 | . | VE-314-VE-0001 | NO
RECT. DUCT m | 15 | 1.2 | m | 0 | RECT. DUCT | 250X200 | . | 6-SS-16 | . | VE-314-VE-0001 | NO
RECT. DUCT m | 15 | 0.5 | m | 0 | RECT. DUCT | 300X200 | . | . | LOW PRESSURE | VARCF-304/305 | NO
RECT. DUCT m | 15 | 0.5 | m | 0 | RECT. DUCT | 300X200 | . | . | LOW PRESSURE | VARCF-304/305 | NO
RECT. DUCT m | 15 | 0.6 | m | 0 | RECT. DUCT | 300X250 | . | . | LOW PRESSURE | VARCF-304/305 | NO
RECT. DUCT m | 15 | 0.2 | m | 0 | RECT. DUCT | 350X300 | . | . | BP | VA-334-VA-0001 | NO
RECT. DUCT m | 16 | 5.3 | m | 0 | RECT. DUCT | 300X300 | . | . | . | VARCF-304 | NO
RECT. DUCT m | 16 | 4.4 | m | 0 | RECT. DUCT | 900X300 | . | . | . | VARCF-304 | NO
RECT. DUCT m | 16 | 25.4 | m | 0 | RECT. DUCT | 700X300 | . | . | . | VARCF-304 | NO
RECT. DUCT m | 16 | 20.8 | m | 0 | RECT. DUCT | 500X300 | . | . | . | VARCF-304 | NO
RECT. DUCT m | 16 | 34.9 | m | 0 | RECT. DUCT | 700X300 | . | . | . | VARCF-304 | NO
RECT. DUCT m | 16 | 1.3 | m | 0 | RECT. DUCT | 450X300 | . | . | . | VARCF-302 | NO
RECT. DUCT m | 16 | 9.6 | m | 0 | RECT. DUCT | 800X450 | . | . | . | VARCF-302 | NO
RECT. DUCT m | 16 | 9.7 | m | 0 | RECT. DUCT | 700X300 | . | . | . | VARCF-302 | NO
RECT. DUCT m | 16 | 7 | m | 0 | RECT. DUCT | 550X300 | . | . | . | VARCF-302 | NO
RECT. DUCT m | 16 | 10.5 | m | 0 | RECT. DUCT | 700X500 | . | . | . | VARCF-302 | NO
RECT. DUCT m | 16 | 8.5 | m | 0 | RECT. DUCT | 650X450 | . | . | . | VARCF-302 | NO
RECT. DUCT m | 16 | 4.3 | m | 0 | RECT. DUCT | 250X200 | . | . | . | VARCF-302 | NO
RECT. DUCT m | 16 | 1.5 | m | 0 | RECT. DUCT | 500X300 | . | . | . | VARCF-302 | NO
RECT. DUCT m | 16 | 14.3 | m | 0 | RECT. DUCT | 700X500 | . | . | . | VARCF-302 | NO
RECT. DUCT m | 16 | 19 | m | 0 | RECT. DUCT | 500X350 | . | . | . | VARCF-302 | NO
RECT. DUCT m | 16 | 5.9 | m | 0 | RECT. DUCT | 1750X500 | . | 6-SS-16 | . | VARCF-303 | NO
RECT. DUCT m | 16 | 2.3 | m | 0 | RECT. DUCT | 1750X500 | . | . | . | VARCF-303 | NO
RECT. DUCT m | 16 | 18.3 | m | 0 | RECT. DUCT | 500X350 | . | . | . | VARCF-304 | NO
RECT. DUCT m | 16 | 6.6 | m | 0 | RECT. DUCT | 350X300 | . | . | . | VARCF-304 | NO
RECT. DUCT m | 16 | 4.3 | m | 0 | RECT. DUCT | 300X250 | . | . | LOW PRESSURE | VARCF-302/304 | NO
RECT. DUCT m | 16 | 3.3 | m | 0 | RECT. DUCT | 200X200 | . | . | . | VARCF-304 | NO
RECT. DUCT m | 16 | 12.5 | m | 0 | RECT. DUCT | 200X200 | . | . | LOW PRESSURE | VARCF-302/304 | NO
RECT. DUCT m | 16 | 3 | m | 0 | RECT. DUCT | 350X300 | . | . | . | VARCF-302 | NO
RECT. DUCT m | 16 | 1.7 | m | 0 | RECT. DUCT | 400X375 | . | . | . | VACF-301 | NO
RECT. DUCT m | 16 | 1.3 | m | 0 | RECT. DUCT | 300X300 | . | . | . | VACF-301 | NO
RECT. DUCT m | 16 | 3.6 | m | 0 | RECT. DUCT | 250X250 | . | . | . | VACF-301 | NO
RECT. DUCT m | 16 | 0.9 | m | 0 | RECT. DUCT | 250X200 | . | . | . | VACF-301 | NO
RECT. DUCT m | 16 | 3.9 | m | 0 | RECT. DUCT | 250X250 | . | . | . | VACF-301 | NO
RECT. DUCT m | 16 | 4 | m | 0 | RECT. DUCT | 200X200 | . | . | . | VACF-301 | NO
RECT. DUCT m | 16 | 1.5 | m | 0 | RECT. DUCT | 1750X500 | . | 6-SS-16 | . | VARCF-303 | NO
RECT. DUCT m | 16 | 3.6 | m | 0 | RECT. DUCT | 1750X500 | . | 6-SS-16 | . | VARCF-303 | NO
RECT. DUCT m | 16 | 1.3 | m | 0 | RECT. DUCT | 250X200 | . | 6-SS-16 | . | VARCF-303 | NO
RECT. DUCT m | 16 | 2.2 | m | 0 | RECT. DUCT | 350X300 | . | . | LOW PRESSURE | VARCF-302/304 | NO
RECT. DUCT m | 16 | 1.8 | m | 0 | RECT. DUCT | 200X200 | . | . | LOW PRESSURE | VARCF-302/304 | NO
RECT. DUCT m | 16 | 5.3 | m | 0 | RECT. DUCT | 700X500 | . | . | LOW PRESSURE | VARCF-302 | NO
RECT. DUCT m | 16 | 12.3 | m | 0 | RECT. DUCT | 550X400 | . | . | LOW PRESSURE | VARCF-302 | NO
RECT. DUCT m | 16 | 2.5 | m | 0 | RECT. DUCT | 350X300 | . | . | LOW PRESSURE | VARCF-302/304 | NO
RECT. DUCT m | 16 | 1.9 | m | 0 | RECT. DUCT | 350X300 | . | . | LOW PRESSURE | VARCF-302/304 | NO
RECT. DUCT m | 16 | 1.7 | m | 0 | RECT. DUCT | 300X200 | . | . | LOW PRESSURE | VARCF-302/304 | NO
RECT. DUCT m | 16 | 2.4 | m | 0 | RECT. DUCT | 300X200 | . | . | LOW PRESSURE | VARCF-302/304 | NO
RECT. DUCT m | 16 | 1.8 | m | 0 | RECT. DUCT | 300X200 | . | . | LOW PRESSURE | VARCF-302/304 | NO
RECT. DUCT m | 16 | 2.3 | m | 0 | RECT. DUCT | 300X200 | . | . | LOW PRESSURE | VARCF-302/304 | NO
RECT. DUCT m | 16 | 1.9 | m | 0 | RECT. DUCT | 300X250 | . | . | LOW PRESSURE | VARCF-302/304 | NO
RECT. DUCT m | 16 | 4.9 | m | 0 | RECT. DUCT | 300X250 | . | . | LOW PRESSURE | VARCF-302/304 | NO
RECT. DUCT m | 16 | 2 | m | 0 | RECT. DUCT | 300X250 | . | . | LOW PRESSURE | VARCF-302/304 | NO
RECT. DUCT m | 16 | 2 | m | 0 | RECT. DUCT | 350X300 | . | . | LOW PRESSURE | VARCF-302/304 | NO
RECT. DUCT m | 16 | 2.4 | m | 0 | RECT. DUCT | 300X200 | . | . | LOW PRESSURE | VARCF-302/304 | NO
RECT. DUCT m | 16 | 5.6 | m | 0 | RECT. DUCT | 300X250 | . | . | LOW PRESSURE | VARCF-302/304 | NO
RECT. DUCT m | 16 | 2.6 | m | 0 | RECT. DUCT | 300X250 | . | . | LOW PRESSURE | VARCF-302/304 | NO
RECT. DUCT m | 16 | 2.6 | m | 0 | RECT. DUCT | 300X250 | . | . | LOW PRESSURE | VARCF-302/304 | NO
RECT. DUCT m | 16 | 2.5 | m | 0 | RECT. DUCT | 300X250 | . | . | LOW PRESSURE | VARCF-302/304 | NO
RECT. DUCT m | 16 | 2.6 | m | 0 | RECT. DUCT | 300X250 | . | . | LOW PRESSURE | VARCF-302/304 | NO
RECT. DUCT m | 16 | 2.6 | m | 0 | RECT. DUCT | 300X250 | . | . | LOW PRESSURE | VARCF-302/304 | NO
RECT. DUCT m | 16 | 2.5 | m | 0 | RECT. DUCT | 300X250 | . | . | LOW PRESSURE | VARCF-302/304 | NO
RECT. DUCT m | 16 | 2.5 | m | 0 | RECT. DUCT | 300X250 | . | . | LOW PRESSURE | VARCF-302/304 | NO
RECT. DUCT m | 16 | 2.6 | m | 0 | RECT. DUCT | 300X250 | . | . | LOW PRESSURE | VARCF-302/304 | NO
RECT. DUCT m | 16 | 2.7 | m | 0 | RECT. DUCT | 300X250 | . | . | LOW PRESSURE | VARCF-302/304 | NO
RECT. DUCT m | 16 | 2.6 | m | 0 | RECT. DUCT | 300X250 | . | . | LOW PRESSURE | VARCF-302/304 | NO
RECT. DUCT m | 16 | 2.6 | m | 0 | RECT. DUCT | 300X250 | . | . | LOW PRESSURE | VARCF-302/304 | NO
RECT. DUCT m | 16 | 2.5 | m | 0 | RECT. DUCT | 500X450 | . | . | LOW PRESSURE | VARCF-302/304 | NO
RECT. DUCT m | 16 | 2.5 | m | 0 | RECT. DUCT | 500X450 | . | . | LOW PRESSURE | VARCF-302/304 | NO
RECT. DUCT m | 16 | 2.5 | m | 0 | RECT. DUCT | 500X450 | . | . | LOW PRESSURE | VARCF-302/304 | NO
RECT. DUCT m | 16 | 2.5 | m | 0 | RECT. DUCT | 500X441 | . | . | LOW PRESSURE | VARCF-302/304 | NO
RECT. DUCT m | 16 | 2.4 | m | 0 | RECT. DUCT | 300X200 | . | . | LOW PRESSURE | VARCF-302/304 | NO
RECT. DUCT m | 16 | 2 | m | 0 | RECT. DUCT | 350X300 | . | . | LOW PRESSURE | VARCF-302/304 | NO
RECT. DUCT m | 16 | 1.6 | m | 0 | RECT. DUCT | 350X300 | . | . | LOW PRESSURE | VARCF-302/304 | NO
RECT. DUCT m | 16 | 2.3 | m | 0 | RECT. DUCT | 350X300 | . | . | LOW PRESSURE | VARCF-302/304 | NO
RECT. DUCT m | 16 | 1.9 | m | 0 | RECT. DUCT | 1500X500 | . | . | . | VARCF-302 | NO
RECT. DUCT m | 16 | 1.5 | m | 0 | RECT. DUCT | 300X250 | . | . | . | VARCF-304 | NO
RECT. DUCT m | 16 | 1.2 | m | 0 | RECT. DUCT | 250X150 | . | . | . | VARCF-304 | NO
RECT. DUCT m | 16 | 1.5 | m | 0 | RECT. DUCT | 250X200 | . | . | LOW PRESSURE | VARCF-302/304 | NO
RECT. DUCT m | 16 | 1.8 | m | 0 | RECT. DUCT | 250X200 | . | . | LOW PRESSURE | VARCF-302/304 | NO
RECT. DUCT m | 16 | 1.4 | m | 0 | RECT. DUCT | 250X200 | . | . | LOW PRESSURE | VARCF-302/304 | NO
RECT. DUCT m | 16 | 1.5 | m | 0 | RECT. DUCT | 250X200 | . | . | LOW PRESSURE | VARCF-302/304 | NO
RECT. DUCT m | 16 | 1.3 | m | 0 | RECT. DUCT | 250X200 | . | . | LOW PRESSURE | VARCF-302/304 | NO
RECT. DUCT m | 16 | 1.1 | m | 0 | RECT. DUCT | 250X200 | . | . | LOW PRESSURE | VARCF-302/304 | NO
RECT. DUCT m | 16 | 1.1 | m | 0 | RECT. DUCT | 250X200 | . | . | . | VARCF-304 | NO
RECT. DUCT m | 16 | 1.7 | m | 0 | RECT. DUCT | 1200X500 | . | . | . | VARCF-302 | NO
RECT. DUCT m | 16 | 2.3 | m | 0 | RECT. DUCT | 400X350 | . | . | LOW PRESSURE | VARCF-302/304 | NO
RECT. DUCT m | 16 | 1.8 | m | 0 | RECT. DUCT | 400X300 | . | . | . | VARCF-302 | NO
RECT. DUCT m | 16 | 2.8 | m | 0 | RECT. DUCT | 1000X1000 | . | 6-SS-16 | . | VARCF-303 | NO
RECT. DUCT m | 16 | 1.7 | m | 0 | RECT. DUCT | 300X250 | . | . | . | VARCF-302 | NO
RECT. DUCT m | 16 | 1.8 | m | 0 | RECT. DUCT | 250X150 | . | . | . | VARCF-302 | NO
RECT. DUCT m | 16 | 6.3 | m | 0 | RECT. DUCT | 300X200 | . | . | . | VARCF-304 | NO
RECT. DUCT m | 16 | 3.5 | m | 0 | RECT. DUCT | 300X300 | . | . | . | VARCF-304 | NO
RECT. DUCT m | 16 | 1.7 | m | 0 | RECT. DUCT | 400X200 | . | . | . | VARCF-302 | NO
RECT. DUCT m | 16 | 1.5 | m | 0 | RECT. DUCT | 500X250 | w/ 1” ACOUSTICAL LINING | . | . | TRANSFER DUCT | NO
RECT. DUCT m | 16 | 1.5 | m | 0 | RECT. DUCT | 500X250 | w/ 1” ACOUSTICAL LINING | . | . | TRANSFER DUCT | NO
RECT. DUCT m | 16 | 1.5 | m | 0 | RECT. DUCT | 500X250 | w/ 1” ACOUSTICAL LINING | . | . | TRANSFER DUCT | NO
RECT. DUCT m | 16 | 1.5 | m | 0 | RECT. DUCT | 500X250 | w/ 1” ACOUSTICAL LINING | . | . | TRANSFER DUCT | NO
RECT. DUCT m | 16 | 1.5 | m | 0 | RECT. DUCT | 500X250 | w/ 1” ACOUSTICAL LINING | . | . | TRANSFER DUCT | NO
RECT. DUCT m | 16 | 1.4 | m | 0 | RECT. DUCT | 500X250 | w/ 1” ACOUSTICAL LINING | . | . | TRANSFER DUCT | NO
RECT. DUCT m | 16 | 1.5 | m | 0 | RECT. DUCT | 500X250 | w/ 1” ACOUSTICAL LINING | . | . | TRANSFER DUCT | NO
RECT. DUCT m | 16 | 1.5 | m | 0 | RECT. DUCT | 500X250 | w/ 1” ACOUSTICAL LINING | . | . | TRANSFER DUCT | NO
RECT. DUCT m | 16 | 1.3 | m | 0 | RECT. DUCT | 450X200 | w/ 1” ACOUSTICAL LINING | . | . | TRANSFER DUCT | NO
RECT. DUCT m | 16 | 1.5 | m | 0 | RECT. DUCT | 550X300 | w/ 1” ACOUSTICAL LINING | . | . | TRANSFER DUCT | NO
RECT. DUCT m | 16 | 1.4 | m | 0 | RECT. DUCT | 550X300 | w/ 1” ACOUSTICAL LINING | . | . | TRANSFER DUCT | NO
RECT. DUCT m | 16 | 1.4 | m | 0 | RECT. DUCT | 400X150 | w/ 1” ACOUSTICAL LINING | . | . | TRANSFER DUCT | NO
RECT. DUCT m | 16 | 1.5 | m | 0 | RECT. DUCT | 900X300 | w/ 1” ACOUSTICAL LINING | . | . | TRANSFER DUCT | NO
RECT. DUCT m | 16 | 1.5 | m | 0 | RECT. DUCT | 900X300 | w/ 1” ACOUSTICAL LINING | . | . | TRANSFER DUCT | NO
RECT. DUCT m | 16 | 1.5 | m | 0 | RECT. DUCT | 900X300 | w/ 1” ACOUSTICAL LINING | . | . | TRANSFER DUCT | NO
RECT. DUCT m | 16 | 1.5 | m | 0 | RECT. DUCT | 600X300 | w/ 1” ACOUSTICAL LINING | . | . | TRANSFER DUCT | NO
RECT. DUCT m | 16 | 1.5 | m | 0 | RECT. DUCT | 600X300 | w/ 1” ACOUSTICAL LINING | . | . | TRANSFER DUCT | NO
RECT. DUCT m | 16 | 1.5 | m | 0 | RECT. DUCT | 600X300 | w/ 1” ACOUSTICAL LINING | . | . | TRANSFER DUCT | NO
RECT. DUCT m | 16 | 1.5 | m | 0 | RECT. DUCT | 900X300 | w/ 1” ACOUSTICAL LINING | . | . | TRANSFER DUCT | NO
RECT. DUCT m | 16 | 1.5 | m | 0 | RECT. DUCT | 900X300 | w/ 1” ACOUSTICAL LINING | . | . | TRANSFER DUCT | NO
RECT. DUCT m | 16 | 1.5 | m | 0 | RECT. DUCT | 900X300 | w/ 1” ACOUSTICAL LINING | . | . | TRANSFER DUCT | NO
RECT. DUCT m | 16 | 1.5 | m | 0 | RECT. DUCT | 900X300 | w/ 1” ACOUSTICAL LINING | . | . | TRANSFER DUCT | NO
RECT. DUCT m | 16 | 1.5 | m | 0 | RECT. DUCT | 900X300 | w/ 1” ACOUSTICAL LINING | . | . | TRANSFER DUCT | NO
RECT. DUCT m | 16 | 1.5 | m | 0 | RECT. DUCT | 900X300 | w/ 1” ACOUSTICAL LINING | . | . | TRANSFER DUCT | NO
RECT. DUCT m | 16 | 0.4 | m | 0 | RECT. DUCT | 400X350 | w/ 1” ACOUSTICAL LINING | . | . | TRANSFER DUCT | NO
RECT. DUCT m | 16 | 0.4 | m | 0 | RECT. DUCT | 400X350 | w/ 1” ACOUSTICAL LINING | . | . | TRANSFER DUCT | NO
RECT. DUCT m | 16 | 0.4 | m | 0 | RECT. DUCT | 400X350 | w/ 1” ACOUSTICAL LINING | . | . | TRANSFER DUCT | NO
RECT. DUCT m | 16 | 0.4 | m | 0 | RECT. DUCT | 400X350 | w/ 1” ACOUSTICAL LINING | . | . | TRANSFER DUCT | NO
RECT. DUCT m | 16 | 0.4 | m | 0 | RECT. DUCT | 400X350 | w/ 1” ACOUSTICAL LINING | . | . | TRANSFER DUCT | NO
RECT. DUCT m | 16 | 0.4 | m | 0 | RECT. DUCT | 400X350 | w/ 1” ACOUSTICAL LINING | . | . | TRANSFER DUCT | NO
RECT. DUCT m | 16 | 0.4 | m | 0 | RECT. DUCT | 400X350 | w/ 1” ACOUSTICAL LINING | . | . | TRANSFER DUCT | NO
RECT. DUCT m | 16 | 0.4 | m | 0 | RECT. DUCT | 400X350 | w/ 1” ACOUSTICAL LINING | . | . | TRANSFER DUCT | NO
RECT. DUCT m | 16 | 0.4 | m | 0 | RECT. DUCT | 400X350 | w/ 1” ACOUSTICAL LINING | . | . | TRANSFER DUCT | NO
RECT. DUCT m | 16 | 0.4 | m | 0 | RECT. DUCT | 400X350 | w/ 1” ACOUSTICAL LINING | . | . | TRANSFER DUCT | NO
RECT. DUCT m | 16 | 0.4 | m | 0 | RECT. DUCT | 400X350 | w/ 1” ACOUSTICAL LINING | . | . | TRANSFER DUCT | NO
RECT. DUCT m | 16 | 0.4 | m | 0 | RECT. DUCT | 350X200 | w/ 1” ACOUSTICAL LINING | . | . | TRANSFER DUCT | NO
RECT. DUCT m | 16 | 0.4 | m | 0 | RECT. DUCT | 350X200 | w/ 1” ACOUSTICAL LINING | . | . | TRANSFER DUCT | NO
RECT. DUCT m | 16 | 0.4 | m | 0 | RECT. DUCT | 350X200 | w/ 1” ACOUSTICAL LINING | . | . | TRANSFER DUCT | NO
RECT. DUCT m | 16 | 0.4 | m | 0 | RECT. DUCT | 400X350 | w/ 1” ACOUSTICAL LINING | . | . | TRANSFER DUCT | NO
RECT. DUCT m | 16 | 0.4 | m | 0 | RECT. DUCT | 400X350 | w/ 1” ACOUSTICAL LINING | . | . | TRANSFER DUCT | NO
RECT. DUCT m | 16 | 0.6 | m | 0 | RECT. DUCT | 600X450 | . | 6-SS-16 | . | VARCF-303 | NO
RECT. DUCT m | 12 | 15.1 | m | 0 | RECT. DUCT | 700X350 | . | . | . | VARCF-305 | NO
RECT. DUCT m | 12 | 13.1 | m | 0 | RECT. DUCT | 550X350 | . | . | . | VARCF-305 | NO
RECT. DUCT m | 12 | 2.6 | m | 0 | RECT. DUCT | 300X250 | . | . | LOW PRESSURE | VARCF-304/305 | NO
RECT. DUCT m | 12 | 2.3 | m | 0 | RECT. DUCT | 300X200 | . | . | LOW PRESSURE | VARCF-304/305 | NO
RECT. DUCT m | 12 | 1.6 | m | 0 | RECT. DUCT | 950X350 | w/ 1” ACOUSTICAL LINING | . | . | TRANSFER DUCT | NO
RECT. DUCT m | 12 | 6.5 | m | 0 | RECT. DUCT | 900X400 | . | . | . | VARCF-304 | NO
RECT. DUCT m | 12 | 2.3 | m | 0 | RECT. DUCT | 300X200 | . | . | LOW PRESSURE | VARCF-304/305 | NO
RECT. DUCT m | 12 | 2.3 | m | 0 | RECT. DUCT | 300X200 | . | . | LOW PRESSURE | VARCF-304/305 | NO
RECT. DUCT m | 12 | 1.6 | m | 0 | RECT. DUCT | 500X300 | . | . | . | VARCF-305 | NO
RECT. DUCT m | 12 | 2.3 | m | 0 | RECT. DUCT | 300X200 | . | . | LOW PRESSURE | VARCF-304/305 | NO
RECT. DUCT m | 12 | 2.3 | m | 0 | RECT. DUCT | 300X200 | . | . | LOW PRESSURE | VARCF-304/305 | NO
RECT. DUCT m | 12 | 2.3 | m | 0 | RECT. DUCT | 300X200 | . | . | LOW PRESSURE | VARCF-304/305 | NO
RECT. DUCT m | 12 | 2.5 | m | 0 | RECT. DUCT | 300X200 | . | . | LOW PRESSURE | VARCF-304/305 | NO
RECT. DUCT m | 12 | 2 | m | 0 | RECT. DUCT | 200X200 | . | . | . | VARCF-304 | NO
RECT. DUCT m | 12 | 6.3 | m | 0 | RECT. DUCT | 350X250 | . | . | . | VARCF-305 | NO
RECT. DUCT m | 12 | 2 | m | 0 | RECT. DUCT | 350X300 | . | . | LOW PRESSURE | VARCF-304/305 | NO
RECT. DUCT m | 12 | 1.5 | m | 0 | RECT. DUCT | 500X250 | w/ 1” ACOUSTICAL LINING | . | . | TRANSFER DUCT | NO
RECT. DUCT m | 12 | 1.5 | m | 0 | RECT. DUCT | 500X250 | w/ 1” ACOUSTICAL LINING | . | . | TRANSFER DUCT | NO
RECT. DUCT m | 12 | 0.4 | m | 0 | RECT. DUCT | 400X350 | w/ 1” ACOUSTICAL LINING | . | . | TRANSFER DUCT | NO
RECT. DUCT m | 12 | 0.4 | m | 0 | RECT. DUCT | 350X200 | w/ 1” ACOUSTICAL LINING | . | . | TRANSFER DUCT | NO
RECT. DUCT m | 12 | 0.4 | m | 0 | RECT. DUCT | 350X200 | w/ 1” ACOUSTICAL LINING | . | . | TRANSFER DUCT | NO
RECT. DUCT m | 12 | 0.4 | m | 0 | RECT. DUCT | 350X200 | w/ 1” ACOUSTICAL LINING | . | . | TRANSFER DUCT | NO
RECT. DUCT m | 12 | 0.4 | m | 0 | RECT. DUCT | 350X200 | w/ 1” ACOUSTICAL LINING | . | . | TRANSFER DUCT | NO
RECT. DUCT m | 12 | 0.4 | m | 0 | RECT. DUCT | 350X200 | w/ 1” ACOUSTICAL LINING | . | . | TRANSFER DUCT | NO
RECT. DUCT m | 12 | 0.4 | m | 0 | RECT. DUCT | 350X200 | w/ 1” ACOUSTICAL LINING | . | . | TRANSFER DUCT | NO
RECT. DUCT m | 12 | 0.4 | m | 0 | RECT. DUCT | 400X350 | w/ 1” ACOUSTICAL LINING | . | . | TRANSFER DUCT | NO
RECT. DUCT m | 12 | 1.6 | m | 0 | RECT. DUCT | 950X350 | w/ 1” ACOUSTICAL LINING | . | . | TRANSFER DUCT | NO
RECT. DUCT m | 12 | 4.3 | m | 0 | RECT. DUCT | 300X250 | . | . | LOW PRESSURE | VARCF-302/304 | NO
RECT. DUCT m | 12 | 2 | m | 0 | RECT. DUCT | 250X150 | . | . | LOW PRESSURE | VARCF-302/304 | NO
RECT. DUCT m | 12 | 26.5 | m | 0 | RECT. DUCT | 900X300 | . | . | . | VARCF-305 | NO
RECT. DUCT m | 12 | 12.9 | m | 0 | RECT. DUCT | 1000X400 | . | . | . | VARCF-305 | NO
RECT. DUCT m | 12 | 1.5 | m | 0 | RECT. DUCT | 600X300 | w/ 1” ACOUSTICAL LINING | . | . | TRANSFER DUCT | NO
RECT. DUCT m | 12 | 1.5 | m | 0 | RECT. DUCT | 900X300 | w/ 1” ACOUSTICAL LINING | . | . | TRANSFER DUCT | NO
RECT. DUCT m | 12 | 1.5 | m | 0 | RECT. DUCT | 900X300 | w/ 1” ACOUSTICAL LINING | . | . | TRANSFER DUCT | NO
RECT. DUCT m | 12 | 1.5 | m | 0 | RECT. DUCT | 900X300 | w/ 1” ACOUSTICAL LINING | . | . | TRANSFER DUCT | NO
RECT. DUCT m | 12 | 5.5 | m | 0 | RECT. DUCT | 500X400 | . | . | LOW PRESSURE | VARCF-304/305 | NO
RECT. DUCT m | 12 | 12.2 | m | 0 | RECT. DUCT | 750X400 | . | . | . | VARCF-304 | NO
RECT. DUCT m | 12 | 8.9 | m | 0 | RECT. DUCT | 650X400 | . | . | . | VARCF-304 | NO
RECT. DUCT m | 12 | 8.9 | m | 0 | RECT. DUCT | 650X300 | . | . | . | VARCF-304 | NO
RECT. DUCT m | 12 | 8 | m | 0 | RECT. DUCT | 900X300 | w/ 1” ACOUSTICAL LINING | . | . | TRANSFER DUCT | NO
RECT. DUCT m | 12 | 13.5 | m | 0 | RECT. DUCT | 400X300 | . | . | . | VARCF-304 | NO
RECT. DUCT m | 12 | 1.5 | m | 0 | RECT. DUCT | 900X300 | w/ 1” ACOUSTICAL LINING | . | . | TRANSFER DUCT | NO
RECT. DUCT m | 12 | 1.5 | m | 0 | RECT. DUCT | 900X300 | w/ 1” ACOUSTICAL LINING | . | . | TRANSFER DUCT | NO
RECT. DUCT m | 12 | 1.5 | m | 0 | RECT. DUCT | 900X300 | w/ 1” ACOUSTICAL LINING | . | . | TRANSFER DUCT | NO
RECT. DUCT m | 12 | 1.5 | m | 0 | RECT. DUCT | 900X300 | w/ 1” ACOUSTICAL LINING | . | . | TRANSFER DUCT | NO
RECT. DUCT m | 12 | 1.5 | m | 0 | RECT. DUCT | 900X300 | w/ 1” ACOUSTICAL LINING | . | . | TRANSFER DUCT | NO
RECT. DUCT m | 12 | 1.5 | m | 0 | RECT. DUCT | 900X300 | w/ 1” ACOUSTICAL LINING | . | . | TRANSFER DUCT | NO
RECT. DUCT m | 12 | 2.5 | m | 0 | RECT. DUCT | 350X300 | . | . | LOW PRESSURE | VARCF-304/305 | NO
RECT. DUCT m | 12 | 1.8 | m | 0 | RECT. DUCT | 300X250 | . | . | LOW PRESSURE | VARCF-304/305 | NO
RECT. DUCT m | 12 | 0.8 | m | 0 | RECT. DUCT | 300X200 | . | . | LOW PRESSURE | VARCF-304/305 | NO
RECT. DUCT m | 12 | 7.6 | m | 0 | RECT. DUCT | 700X400 | . | . | . | VARCF-304 | NO
RECT. DUCT m | 12 | 9.4 | m | 0 | RECT. DUCT | 600X350 | . | . | . | VARCF-304 | NO
RECT. DUCT m | 12 | 4.5 | m | 0 | RECT. DUCT | 400X350 | . | . | . | VARCF-304 | NO
RECT. DUCT m | 12 | 1 | m | 0 | RECT. DUCT | 350X350 | . | . | . | VARCF-304 | NO
RECT. DUCT m | 12 | 2.2 | m | 0 | RECT. DUCT | 500X400 | . | . | LOW PRESSURE | VARCF-304/305 | NO
RECT. DUCT m | 12 | 1.6 | m | 0 | RECT. DUCT | 350X300 | . | . | LOW PRESSURE | VARCF-304/305 | NO
RECT. DUCT m | 12 | 1.6 | m | 0 | RECT. DUCT | 350X300 | . | . | LOW PRESSURE | VARCF-304/305 | NO
RECT. DUCT m | 12 | 2.2 | m | 0 | RECT. DUCT | 500X450 | . | . | LOW PRESSURE | VARCF-304/305 | NO
RECT. DUCT m | 12 | 1.3 | m | 0 | RECT. DUCT | 300X200 | . | . | . | VARCF-304/305 | NO
RECT. DUCT m | 12 | 1.2 | m | 0 | RECT. DUCT | 300X200 | . | . | . | VARCF-304/305 | NO
RECT. DUCT m | 12 | 1.3 | m | 0 | RECT. DUCT | 300X200 | . | . | . | VARCF-304/305 | NO
RECT. DUCT m | 12 | 1.2 | m | 0 | RECT. DUCT | 300X200 | . | . | . | VARCF-304/305 | NO
RECT. DUCT m | 12 | 1.5 | m | 0 | RECT. DUCT | 400X300 | . | . | . | VARCF-304/305 | NO
RECT. DUCT m | 12 | 1.5 | m | 0 | RECT. DUCT | 400X300 | . | . | . | VARCF-304/305 | NO
RECT. DUCT m | 12 | 3.9 | m | 0 | RECT. DUCT | 1250X400 | . | . | . | VARCF-305 | NO
RECT. DUCT m | 12 | 11.3 | m | 0 | RECT. DUCT | 950X400 | . | . | . | VARCF-305 | NO
RECT. DUCT m | 12 | 7.8 | m | 0 | RECT. DUCT | 700X350 | . | . | . | VARCF-305 | NO
RECT. DUCT m | 12 | 2 | m | 0 | RECT. DUCT | 750X300 | . | . | . | VARCF-305 | NO
RECT. DUCT m | 12 | 6.7 | m | 0 | RECT. DUCT | 400X300 | . | . | . | VARCF-305 | NO
RECT. DUCT m | 12 | 2.8 | m | 0 | RECT. DUCT | 300X200 | . | . | LOW PRESSURE | VARCF-304/305 | NO
RECT. DUCT m | 12 | 2.9 | m | 0 | RECT. DUCT | 300X200 | . | . | LOW PRESSURE | VARCF-304/305 | NO
RECT. DUCT m | 12 | 2.8 | m | 0 | RECT. DUCT | 300X200 | . | . | LOW PRESSURE | VARCF-304/305 | NO
RECT. DUCT m | 12 | 2.4 | m | 0 | RECT. DUCT | 300X200 | . | . | LOW PRESSURE | VARCF-304/305 | NO
RECT. DUCT m | 12 | 1.8 | m | 0 | RECT. DUCT | 200X200 | . | . | . | VARCF-304 | NO
RECT. DUCT m | 12 | 2.8 | m | 0 | RECT. DUCT | 300X200 | . | . | . | VARCF-304 | NO
RECT. DUCT m | 12 | 11.3 | m | 0 | RECT. DUCT | 300X200 | . | . | . | VARCF-304 | NO
RECT. DUCT m | 12 | 0.4 | m | 0 | RECT. DUCT | 350X200 | w/ 1” ACOUSTICAL LINING | . | . | TRANSFER DUCT | NO
RECT. DUCT m | 12 | 0.4 | m | 0 | RECT. DUCT | 350X200 | w/ 1” ACOUSTICAL LINING | . | . | TRANSFER DUCT | NO
RECT. DUCT m | 12 | 0.4 | m | 0 | RECT. DUCT | 350X200 | w/ 1” ACOUSTICAL LINING | . | . | TRANSFER DUCT | NO
RECT. DUCT m | 12 | 0.4 | m | 0 | RECT. DUCT | 350X200 | w/ 1” ACOUSTICAL LINING | . | . | TRANSFER DUCT | NO
RECT. DUCT m | 12 | 0.4 | m | 0 | RECT. DUCT | 350X200 | w/ 1” ACOUSTICAL LINING | . | . | TRANSFER DUCT | NO
RECT. DUCT m | 12 | 0.4 | m | 0 | RECT. DUCT | 350X200 | w/ 1” ACOUSTICAL LINING | . | . | TRANSFER DUCT | NO
RECT. DUCT m | 12 | 0.4 | m | 0 | RECT. DUCT | 350X200 | w/ 1” ACOUSTICAL LINING | . | . | TRANSFER DUCT | NO
RECT. DUCT m | 12 | 0.4 | m | 0 | RECT. DUCT | 350X200 | w/ 1” ACOUSTICAL LINING | . | . | TRANSFER DUCT | NO
RECT. DUCT m | 12 | 0.4 | m | 0 | RECT. DUCT | 600X350 | w/ 1” ACOUSTICAL LINING | . | . | TRANSFER DUCT | NO
RECT. DUCT m | 12 | 0.4 | m | 0 | RECT. DUCT | 400X350 | w/ 1” ACOUSTICAL LINING | . | . | TRANSFER DUCT | NO
RECT. DUCT m | 12 | 1.9 | m | 0 | RECT. DUCT | 300X200 | . | . | LOW PRESSURE | VARCF-304/305 | NO
RECT. DUCT m | 12 | 2.5 | m | 0 | RECT. DUCT | 300X200 | . | . | LOW PRESSURE | VARCF-304/305 | NO
RECT. DUCT m | 12 | 2.5 | m | 0 | RECT. DUCT | 300X200 | . | . | LOW PRESSURE | VARCF-304/305 | NO
RECT. DUCT m | 12 | 2.5 | m | 0 | RECT. DUCT | 300X200 | . | . | LOW PRESSURE | VARCF-304/305 | NO
RECT. DUCT m | 12 | 2.5 | m | 0 | RECT. DUCT | 350X300 | . | . | LOW PRESSURE | VARCF-304/305 | NO
RECT. DUCT m | 12 | 0.4 | m | 0 | RECT. DUCT | 600X350 | w/ 1” ACOUSTICAL LINING | . | . | TRANSFER DUCT | NO
RECT. DUCT m | 12 | 2.5 | m | 0 | RECT. DUCT | 300X250 | . | . | LOW PRESSURE | VARCF-304/305 | NO
RECT. DUCT m | 12 | 1.3 | m | 0 | RECT. DUCT | 300X200 | . | . | LOW PRESSURE | VARCF-304/305 | NO
RECT. DUCT m | 12 | 6.7 | m | 0 | RECT. DUCT | 1200X400 | . | . | . | VARCF-305 | NO
RECT. DUCT m | 12 | 1.5 | m | 0 | RECT. DUCT | 250X200 | . | . | . | VARCF-305 | NO
RECT. DUCT m | 12 | 4.3 | m | 0 | RECT. DUCT | 300X250 | . | . | LOW PRESSURE | VARCF-304/305 | NO
RECT. DUCT m | 12 | 2.5 | m | 0 | RECT. DUCT | 450X300 | . | . | . | VARCF-305 | NO
RECT. DUCT m | 12 | 0.7 | m | 0 | RECT. DUCT | 400X350 | . | . | . | VARCF-305 | NO
RECT. DUCT m | 12 | 2.5 | m | 0 | RECT. DUCT | 1500X900 | . | 6-SS-16 | . | VARCF-303 | NO
RECT. DUCT m | 12 | 6.5 | m | 0 | RECT. DUCT | 1000X750 | . | 6-SS-16 | . | VARCF-303 | NO
RECT. DUCT m | 12 | 4.9 | m | 0 | RECT. DUCT | 1000X600 | . | 6-SS-16 | . | VARCF-303 | NO
RECT. DUCT m | 12 | 0.4 | m | 0 | RECT. DUCT | 350X300 | . | . | BP | VA-333-VA-0001 | NO
RECT. DUCT m | 12 | 4.2 | m | 0 | RECT. DUCT | 450X350 | . | . | . | VARCF-304 | NO
RECT. DUCT m | 12 | 12.9 | m | 0 | RECT. DUCT | 400X250 | . | . | . | VARCF-304 | NO
RECT. DUCT m | 12 | 2.5 | m | 0 | RECT. DUCT | 250X200 | . | . | . | VARCF-304 | NO
RECT. DUCT m | 12 | 0.4 | m | 0 | RECT. DUCT | 400X350 | w/ 1” ACOUSTICAL LINING | . | . | TRANSFER DUCT | NO
RECT. DUCT m | 12 | 3.5 | m | 0 | RECT. DUCT | 400X250 | . | . | . | VARCF-305 | NO
RECT. DUCT m | 12 | 4.9 | m | 0 | RECT. DUCT | 350X300 | . | . | . | VARCF-304 | NO
RECT. DUCT m | 12 | 2.3 | m | 0 | RECT. DUCT | 350X300 | . | . | . | VARCF-304/305 | NO
RECT. DUCT m | 12 | 1.4 | m | 0 | RECT. DUCT | 300X200 | . | . | . | VARCF-304/305 | NO
RECT. DUCT m | 12 | 5.8 | m | 0 | RECT. DUCT | 500X441 | . | . | . | VARCF-302/304 | NO
RECT. DUCT m | 12 | 7.5 | m | 0 | RECT. DUCT | 400X300 | . | . | . | VARCF-302/304 | NO
RECT. DUCT m | 12 | 11.3 | m | 0 | RECT. DUCT | 650X300 | . | . | LOW PRESSURE | VFC-345 | NO
RECT. DUCT m | 12 | 5.3 | m | 0 | RECT. DUCT | 450X250 | . | . | LOW PRESSURE | VFC-345 | NO
RECT. DUCT m | 12 | 1.9 | m | 0 | RECT. DUCT | 250X250 | . | . | . | VARCF-302/304 | NO
RECT. DUCT m | 12 | 0.5 | m | 0 | RECT. DUCT | 250X100 | . | . | LOW PRESSURE | VFC-345 | NO
RECT. DUCT m | 12 | 0.5 | m | 0 | RECT. DUCT | 325X125 | . | . | LOW PRESSURE | VFC-345 | NO
RECT. DUCT m | 12 | 0.5 | m | 0 | RECT. DUCT | 325X125 | . | . | LOW PRESSURE | VFC-345 | NO
RECT. DUCT m | 12 | 0.5 | m | 0 | RECT. DUCT | 325X125 | . | . | LOW PRESSURE | VFC-345 | NO
RECT. DUCT m | 12 | 0.5 | m | 0 | RECT. DUCT | 325X125 | . | . | LOW PRESSURE | VFC-345 | NO
RECT. DUCT m | 12 | 2 | m | 0 | RECT. DUCT | 300X250 | . | . | LOW PRESSURE | VARCF-302/304 | NO
RECT. DUCT m | 12 | 1.6 | m | 0 | RECT. DUCT | 300X250 | . | . | LOW PRESSURE | VARCF-302/304 | NO
RECT. DUCT m | 12 | 1.7 | m | 0 | RECT. DUCT | 200X200 | . | . | . | VARCF-304 | NO
RECT. DUCT m | 12 | 3.6 | m | 0 | RECT. DUCT | 300X200 | . | . | . | VARCF-304 | NO
RECT. DUCT m | 12 | 22.8 | m | 0 | RECT. DUCT | 300X200 | . | . | . | VARCF-305 | NO
RECT. DUCT m | 12 | 2.5 | m | 0 | RECT. DUCT | 250X200 | . | 6-SS-16 | . | VE-314-VE-0001 | NO
RECT. DUCT m | 12 | 2.8 | m | 0 | RECT. DUCT | 250X200 | . | 6-SS-16 | . | VE-314-VE-0001 | NO
RECT. DUCT m | 12 | 0.2 | m | 0 | RECT. DUCT | 250X100 | w/ 1” ACOUSTICAL LINING | . | . | TRANSFER DUCT | NO
RECT. DUCT m | 12 | 0.2 | m | 0 | RECT. DUCT | 350X300 | . | . | BP | VA-334-VA-0001 | NO
RECT. DUCT m | 12 | 2.5 | m | 0 | RECT. DUCT | 900X500 | . | 6-SS-16 | LOW PRESSURE | VFC-345 | NO
RECT. DUCT m | 12 | 2.8 | m | 0 | RECT. DUCT | 250X250 | . | . | LOW PRESSURE | VFC-345 | NO
RECT. DUCT m | 12 | 0.8 | m | 0 | RECT. DUCT | 350X300 | . | . | BP | VA-332-VA-0001 | NO
RECT. DUCT m | 12 | 3.4 | m | 0 | RECT. DUCT | 600X250 | w/ 1” ACOUSTICAL LINING | . | . | TRANSFER DUCT | NO
RECT. DUCT m | 12 | 2.1 | m | 0 | RECT. DUCT | 300X200 | . | . | . | VARCF-302/304 | NO
RECT. DUCT m | 12 | 2.6 | m | 0 | RECT. DUCT | 250X150 | . | . | LOW PRESSURE | VARCF-302/304 | NO
RECT. DUCT m | 12 | 1.5 | m | 0 | RECT. DUCT | 500X250 | w/ 1” ACOUSTICAL LINING | . | . | TRANSFER DUCT | NO
RECT. DUCT m | 12 | 1.5 | m | 0 | RECT. DUCT | 500X250 | w/ 1” ACOUSTICAL LINING | . | . | TRANSFER DUCT | NO
RECT. DUCT m | 12 | 1.5 | m | 0 | RECT. DUCT | 900X300 | w/ 1” ACOUSTICAL LINING | . | . | TRANSFER DUCT | NO
RECT. DUCT m | 12 | 1.5 | m | 0 | RECT. DUCT | 900X300 | w/ 1” ACOUSTICAL LINING | . | . | TRANSFER DUCT | NO
RECT. DUCT m | 12 | 1.8 | m | 0 | RECT. DUCT | 350X300 | . | . | LOW PRESSURE | VFC-346 | NO
RECT. DUCT m | 12 | 13 | m | 0 | RECT. DUCT | 650X300 | . | . | LOW PRESSURE | VFC-346 | NO
RECT. DUCT m | 12 | 3.6 | m | 0 | RECT. DUCT | 900X500 | . | 6-SS-16 | LOW PRESSURE | VFC-346 | NO
RECT. DUCT m | 12 | 2.7 | m | 0 | RECT. DUCT | 300X300 | . | 6-SS-16 | . | VE-331-VE-0003 | NO
RECT. DUCT m | 12 | 0.7 | m | 0 | RECT. DUCT | 300X100 | . | . | LOW PRESSURE | VFC-346 | NO
RECT. DUCT m | 12 | 0.7 | m | 0 | RECT. DUCT | 300X100 | . | . | LOW PRESSURE | VFC-346 | NO
RECT. DUCT m | 12 | 0.5 | m | 0 | RECT. DUCT | 300X100 | . | . | LOW PRESSURE | VFC-346 | NO
RECT. DUCT m | 12 | 0.5 | m | 0 | RECT. DUCT | 300X100 | . | . | LOW PRESSURE | VFC-346 | NO
RECT. DUCT m | 12 | 0.5 | m | 0 | RECT. DUCT | 300X100 | . | . | LOW PRESSURE | VFC-346 | NO
RECT. DUCT m | 12 | 26.2 | m | 0 | RECT. DUCT | 200X200 | . | 6-SS-16 | . | VE-314-VE-0001 | NO
RECT. DUCT m | 12 | 0.9 | m | 0 | RECT. DUCT | 200X200 | . | 6-SS-16 | . | VE-314-VE-0001 | NO
RECT. DUCT m | 12 | 1.5 | m | 0 | RECT. DUCT | 600X300 | w/ 1” ACOUSTICAL LINING | . | . | TRANSFER DUCT | NO
RECT. DUCT m | 12 | 1.5 | m | 0 | RECT. DUCT | 600X300 | w/ 1” ACOUSTICAL LINING | . | . | TRANSFER DUCT | NO
RECT. DUCT m | 12 | 13.6 | m | 0 | RECT. DUCT | 850X300 | . | . | . | VARCF-302 | NO
RECT. DUCT m | 12 | 10.5 | m | 0 | RECT. DUCT | 350X250 | . | . | . | VARCF-304 | NO
RECT. DUCT m | 12 | 2.1 | m | 0 | RECT. DUCT | 300X200 | . | . | . | VARCF-302/304 | NO
RECT. DUCT m | 12 | 1.8 | m | 0 | RECT. DUCT | 800X500 | . | . | . | VARCF-302 | NO
RECT. DUCT m | 12 | 1.4 | m | 0 | RECT. DUCT | 300X250 | . | . | . | VARCF-302 | NO
RECT. DUCT m | 12 | 1.2 | m | 0 | RECT. DUCT | 400X350 | . | . | . | VARCF-304 | NO
RECT. DUCT m | 12 | 9.2 | m | 0 | RECT. DUCT | 800X300 | . | . | . | VARCF-302 | NO
RECT. DUCT m | 12 | 3.8 | m | 0 | RECT. DUCT | 500X200 | . | . | . | VARCF-302 | NO
RECT. DUCT m | 12 | 0.7 | m | 0 | RECT. DUCT | 250X100 | . | . | LOW PRESSURE | VFC-345 | NO
RECT. DUCT m | 12 | 0.2 | m | 0 | RECT. DUCT | 250X100 | w/ 1” ACOUSTICAL LINING | . | . | TRANSFER DUCT | NO
RECT. DUCT m | 12 | 1.5 | m | 0 | RECT. DUCT | 600X300 | w/ 1” ACOUSTICAL LINING | . | . | TRANSFER DUCT | NO
RECT. DUCT m | 12 | 4.8 | m | 0 | RECT. DUCT | 450X300 | . | . | LOW PRESSURE | VARCF-302/304 | NO
RECT. DUCT m | 12 | 6 | m | 0 | RECT. DUCT | 300X250 | . | . | LOW PRESSURE | VARCF-304/305 | NO
RECT. DUCT m | 13 | 4.5 | m | 0 | RECT. DUCT | 800X300 | . | . | . | VARCF-304 | NO
RECT. DUCT m | 13 | 1.4 | m | 0 | RECT. DUCT | 300X250 | . | . | . | VARCF-304 | NO
RECT. DUCT m | 13 | 1.8 | m | 0 | RECT. DUCT | 400X350 | . | . | . | VARCF-304 | NO
RECT. DUCT m | 13 | 4.2 | m | 0 | RECT. DUCT | 550X350 | . | . | . | VARCF-304 | NO
RECT. DUCT m | 13 | 11.7 | m | 0 | RECT. DUCT | 800X300 | . | . | . | VARCF-302 | NO
RECT. DUCT m | 13 | 6.1 | m | 0 | RECT. DUCT | 500X200 | . | . | . | VARCF-302 | NO
RECT. DUCT m | 13 | 0.1 | m | 0 | RECT. DUCT | 300X200 | . | . | . | VARCF-304 | NO
RECT. DUCT m | 13 | 11 | m | 0 | RECT. DUCT | 800X500 | . | . | . | VARCF-302 | NO
RECT. DUCT m | 13 | 8.9 | m | 0 | RECT. DUCT | 800X500 | . | . | . | VARCF-302 | NO
RECT. DUCT m | 13 | 11.5 | m | 0 | RECT. DUCT | 650X500 | . | . | . | VARCF-302 | NO
RECT. DUCT m | 13 | 14.5 | m | 0 | RECT. DUCT | 700X500 | . | . | . | VARCF-302 | NO
RECT. DUCT m | 13 | 2.5 | m | 0 | RECT. DUCT | 1200X500 | . | . | . | VARCF-302 | NO
RECT. DUCT m | 13 | 11.8 | m | 0 | RECT. DUCT | 700X500 | . | . | . | VARCF-302 | NO
RECT. DUCT m | 13 | 14.6 | m | 0 | RECT. DUCT | 650X500 | . | . | . | VARCF-302 | NO
RECT. DUCT m | 13 | 8.7 | m | 0 | RECT. DUCT | 600X400 | . | . | . | VARCF-302 | NO
RECT. DUCT m | 13 | 1.5 | m | 0 | RECT. DUCT | 900X300 | w/ 1” ACOUSTICAL LINING | . | . | TRANSFER DUCT | NO
RECT. DUCT m | 13 | 1.5 | m | 0 | RECT. DUCT | 900X300 | w/ 1” ACOUSTICAL LINING | . | . | TRANSFER DUCT | NO
RECT. DUCT m | 13 | 1.5 | m | 0 | RECT. DUCT | 900X300 | w/ 1” ACOUSTICAL LINING | . | . | TRANSFER DUCT | NO
RECT. DUCT m | 13 | 1.5 | m | 0 | RECT. DUCT | 900X300 | w/ 1” ACOUSTICAL LINING | . | . | TRANSFER DUCT | NO
RECT. DUCT m | 13 | 1.5 | m | 0 | RECT. DUCT | 900X300 | w/ 1” ACOUSTICAL LINING | . | . | TRANSFER DUCT | NO
RECT. DUCT m | 13 | 1.5 | m | 0 | RECT. DUCT | 900X300 | w/ 1” ACOUSTICAL LINING | . | . | TRANSFER DUCT | NO
RECT. DUCT m | 13 | 1.5 | m | 0 | RECT. DUCT | 900X300 | w/ 1” ACOUSTICAL LINING | . | . | TRANSFER DUCT | NO
RECT. DUCT m | 13 | 1.5 | m | 0 | RECT. DUCT | 900X300 | w/ 1” ACOUSTICAL LINING | . | . | TRANSFER DUCT | NO
RECT. DUCT m | 13 | 1.5 | m | 0 | RECT. DUCT | 900X300 | w/ 1” ACOUSTICAL LINING | . | . | TRANSFER DUCT | NO
RECT. DUCT m | 13 | 1.5 | m | 0 | RECT. DUCT | 900X300 | w/ 1” ACOUSTICAL LINING | . | . | TRANSFER DUCT | NO
RECT. DUCT m | 13 | 1.5 | m | 0 | RECT. DUCT | 900X300 | w/ 1” ACOUSTICAL LINING | . | . | TRANSFER DUCT | NO
RECT. DUCT m | 13 | 1.5 | m | 0 | RECT. DUCT | 900X300 | w/ 1” ACOUSTICAL LINING | . | . | TRANSFER DUCT | NO
RECT. DUCT m | 13 | 1.5 | m | 0 | RECT. DUCT | 600X300 | w/ 1” ACOUSTICAL LINING | . | . | TRANSFER DUCT | NO
RECT. DUCT m | 13 | 1.5 | m | 0 | RECT. DUCT | 600X300 | w/ 1” ACOUSTICAL LINING | . | . | TRANSFER DUCT | NO
RECT. DUCT m | 13 | 1.5 | m | 0 | RECT. DUCT | 600X300 | w/ 1” ACOUSTICAL LINING | . | . | TRANSFER DUCT | NO
RECT. DUCT m | 13 | 1.5 | m | 0 | RECT. DUCT | 600X300 | w/ 1” ACOUSTICAL LINING | . | . | TRANSFER DUCT | NO
RECT. DUCT m | 13 | 1.6 | m | 0 | RECT. DUCT | 650X350 | w/ 1” ACOUSTICAL LINING | . | . | TRANSFER DUCT | NO
RECT. DUCT m | 13 | 1.5 | m | 0 | RECT. DUCT | 500X250 | w/ 1” ACOUSTICAL LINING | . | . | TRANSFER DUCT | NO
RECT. DUCT m | 13 | 1.5 | m | 0 | RECT. DUCT | 500X250 | w/ 1” ACOUSTICAL LINING | . | . | TRANSFER DUCT | NO
RECT. DUCT m | 13 | 1.5 | m | 0 | RECT. DUCT | 950X350 | w/ 1” ACOUSTICAL LINING | . | . | TRANSFER DUCT | NO
RECT. DUCT m | 13 | 1.6 | m | 0 | RECT. DUCT | 650X350 | w/ 1” ACOUSTICAL LINING | . | . | TRANSFER DUCT | NO
RECT. DUCT m | 13 | 1.6 | m | 0 | RECT. DUCT | 650X350 | w/ 1” ACOUSTICAL LINING | . | . | TRANSFER DUCT | NO
RECT. DUCT m | 13 | 1.6 | m | 0 | RECT. DUCT | 650X350 | w/ 1” ACOUSTICAL LINING | . | . | TRANSFER DUCT | NO
RECT. DUCT m | 13 | 1.6 | m | 0 | RECT. DUCT | 650X350 | w/ 1” ACOUSTICAL LINING | . | . | TRANSFER DUCT | NO
RECT. DUCT m | 13 | 1.9 | m | 0 | RECT. DUCT | 300X200 | . | . | LOW PRESSURE | VARCF-302/304 | NO
RECT. DUCT m | 13 | 1.4 | m | 0 | RECT. DUCT | 400X300 | . | . | . | VARCF-302 | NO
RECT. DUCT m | 13 | 6.9 | m | 0 | RECT. DUCT | 300X250 | . | . | LOW PRESSURE | VARCF-302/304 | NO
RECT. DUCT m | 13 | 5.4 | m | 0 | RECT. DUCT | 300X250 | . | . | LOW PRESSURE | VARCF-302/304 | NO
RECT. DUCT m | 13 | 3 | m | 0 | RECT. DUCT | 500X250 | . | . | LOW PRESSURE | VARCF-302/304 | NO
RECT. DUCT m | 13 | 1.7 | m | 0 | RECT. DUCT | 400X300 | . | . | . | VARCF-302 | NO
RECT. DUCT m | 13 | 1.3 | m | 0 | RECT. DUCT | 450X200 | w/ 1” ACOUSTICAL LINING | . | . | TRANSFER DUCT | NO
RECT. DUCT m | 13 | 1.5 | m | 0 | RECT. DUCT | 550X300 | w/ 1” ACOUSTICAL LINING | . | . | TRANSFER DUCT | NO
RECT. DUCT m | 13 | 1.5 | m | 0 | RECT. DUCT | 550X300 | w/ 1” ACOUSTICAL LINING | . | . | TRANSFER DUCT | NO
RECT. DUCT m | 13 | 2.3 | m | 0 | RECT. DUCT | 1800X550 | . | . | . | VARCF-302 | NO
RECT. DUCT m | 13 | 1.6 | m | 0 | RECT. DUCT | 300X200 | . | . | LOW PRESSURE | VARCF-302/304 | NO
RECT. DUCT m | 13 | 3.9 | m | 0 | RECT. DUCT | 700X250 | . | . | . | VARCF-304 | NO
RECT. DUCT m | 13 | 4.1 | m | 0 | RECT. DUCT | 600X200 | . | . | . | VARCF-304 | NO
RECT. DUCT m | 13 | 1.1 | m | 0 | RECT. DUCT | 350X200 | . | . | . | VARCF-304 | NO
RECT. DUCT m | 13 | 10 | m | 0 | RECT. DUCT | 2000X500 | . | 6-SS-16 | . | VARCF-303 | NO
RECT. DUCT m | 13 | 3.5 | m | 0 | RECT. DUCT | 900X500 | . | 6-SS-16 | . | VARCF-303 | NO
RECT. DUCT m | 13 | 1.8 | m | 0 | RECT. DUCT | 400X375 | . | . | . | VACF-301 | NO
RECT. DUCT m | 13 | 3.6 | m | 0 | RECT. DUCT | 250X250 | . | . | . | VACF-301 | NO
RECT. DUCT m | 13 | 3.4 | m | 0 | RECT. DUCT | 500X400 | . | . | LOW PRESSURE | VARCF-302/304 | NO
RECT. DUCT m | 13 | 5.5 | m | 0 | RECT. DUCT | 650X350 | . | . | . | VARCF-302 | NO
RECT. DUCT m | 13 | 3.1 | m | 0 | RECT. DUCT | 500X400 | . | . | LOW PRESSURE | VARCF-302/304 | NO
RECT. DUCT m | 13 | 4.4 | m | 0 | RECT. DUCT | 500X400 | . | . | LOW PRESSURE | VARCF-302/304 | NO
RECT. DUCT m | 13 | 6.6 | m | 0 | RECT. DUCT | 750X400 | . | . | . | VARCF-304 | NO
RECT. DUCT m | 13 | 2.5 | m | 0 | RECT. DUCT | 500X400 | . | . | LOW PRESSURE | VARCF-302/304 | NO
RECT. DUCT m | 13 | 5.8 | m | 0 | RECT. DUCT | 600X350 | . | . | . | VARCF-304 | NO
RECT. DUCT m | 13 | 1 | m | 0 | RECT. DUCT | 300X300 | . | . | . | VACF-301 | NO
RECT. DUCT m | 13 | 0.7 | m | 0 | RECT. DUCT | 300X300 | . | . | . | VACF-301 | NO
RECT. DUCT m | 13 | 4 | m | 0 | RECT. DUCT | 250X250 | . | . | . | VACF-301 | NO
RECT. DUCT m | 13 | 1 | m | 0 | RECT. DUCT | 200X200 | . | . | . | VACF-301 | NO
RECT. DUCT m | 13 | 3.9 | m | 0 | RECT. DUCT | 200X200 | . | . | . | VACF-301 | NO
RECT. DUCT m | 13 | 4 | m | 0 | RECT. DUCT | 400X300 | . | . | . | VARCF-304 | NO
RECT. DUCT m | 13 | 5.8 | m | 0 | RECT. DUCT | 400X300 | . | . | . | VARCF-302 | NO
RECT. DUCT m | 13 | 3 | m | 0 | RECT. DUCT | 250X250 | . | . | . | VARCF-304 | NO
RECT. DUCT m | 13 | 1.2 | m | 0 | RECT. DUCT | 300X200 | . | . | LOW PRESSURE | VARCF-302/304 | NO
RECT. DUCT m | 13 | 0.8 | m | 0 | RECT. DUCT | 450X300 | . | . | LOW PRESSURE | VARCF-302/304 | NO
RECT. DUCT m | 13 | 6.3 | m | 0 | RECT. DUCT | 550X300 | . | . | . | VARCF-302 | NO
RECT. DUCT m | 13 | 5 | m | 0 | RECT. DUCT | 350X250 | . | . | . | VARCF-304 | NO
RECT. DUCT m | 13 | 4.2 | m | 0 | RECT. DUCT | 250X250 | . | . | . | VARCF-304 | NO
RECT. DUCT m | 13 | 8.9 | m | 0 | RECT. DUCT | 350X200 | . | . | LOW PRESSURE | VARCF-302/304 | NO
RECT. DUCT m | 13 | 3.1 | m | 0 | RECT. DUCT | 350X250 | . | . | LOW PRESSURE | VARCF-302/304 | NO
RECT. DUCT m | 13 | 1.8 | m | 0 | RECT. DUCT | 450X300 | . | . | LOW PRESSURE | VARCF-302/304 | NO
RECT. DUCT m | 13 | 7.2 | m | 0 | RECT. DUCT | 2000X500 | . | 6-SS-16 | . | VARCF-303 | NO
RECT. DUCT m | 13 | 1.5 | m | 0 | RECT. DUCT | 1400X600 | . | 6-SS-16 | . | VARCF-303 | NO
RECT. DUCT m | 13 | 11.3 | m | 0 | RECT. DUCT | 650X650 | . | . | . | VARCF-304 | NO
RECT. DUCT m | 13 | 15.9 | m | 0 | RECT. DUCT | 500X350 | . | . | . | VARCF-304 | NO
RECT. DUCT m | 13 | 22.3 | m | 0 | RECT. DUCT | 400X300 | . | . | . | VARCF-304 | NO
RECT. DUCT m | 13 | 4.6 | m | 0 | RECT. DUCT | 700X400 | . | . | . | VARCF-304 | NO
RECT. DUCT m | 13 | 4.1 | m | 0 | RECT. DUCT | 600X350 | . | . | . | VARCF-304 | NO
RECT. DUCT m | 13 | 16.6 | m | 0 | RECT. DUCT | 500X300 | . | . | . | VARCF-304 | NO
RECT. DUCT m | 13 | 2.5 | m | 0 | RECT. DUCT | 650X650 | . | . | . | VARCF-304 | NO
RECT. DUCT m | 13 | 1.4 | m | 0 | RECT. DUCT | 300X200 | . | . | LOW PRESSURE | VARCF-302/304 | NO
RECT. DUCT m | 13 | 0.4 | m | 0 | RECT. DUCT | 400X350 | w/ 1” ACOUSTICAL LINING | . | . | TRANSFER DUCT | NO
RECT. DUCT m | 13 | 0.4 | m | 0 | RECT. DUCT | 350X200 | w/ 1” ACOUSTICAL LINING | . | . | TRANSFER DUCT | NO
RECT. DUCT m | 13 | 0.4 | m | 0 | RECT. DUCT | 350X200 | w/ 1” ACOUSTICAL LINING | . | . | TRANSFER DUCT | NO
RECT. DUCT m | 13 | 0.4 | m | 0 | RECT. DUCT | 350X200 | w/ 1” ACOUSTICAL LINING | . | . | TRANSFER DUCT | NO
RECT. DUCT m | 13 | 0.4 | m | 0 | RECT. DUCT | 350X200 | w/ 1” ACOUSTICAL LINING | . | . | TRANSFER DUCT | NO
RECT. DUCT m | 13 | 0.4 | m | 0 | RECT. DUCT | 350X200 | w/ 1” ACOUSTICAL LINING | . | . | TRANSFER DUCT | NO
RECT. DUCT m | 13 | 0.4 | m | 0 | RECT. DUCT | 350X200 | w/ 1” ACOUSTICAL LINING | . | . | TRANSFER DUCT | NO
RECT. DUCT m | 13 | 0.4 | m | 0 | RECT. DUCT | 350X200 | w/ 1” ACOUSTICAL LINING | . | . | TRANSFER DUCT | NO
RECT. DUCT m | 13 | 0.4 | m | 0 | RECT. DUCT | 350X200 | w/ 1” ACOUSTICAL LINING | . | . | TRANSFER DUCT | NO
RECT. DUCT m | 13 | 0.4 | m | 0 | RECT. DUCT | 350X200 | w/ 1” ACOUSTICAL LINING | . | . | TRANSFER DUCT | NO
RECT. DUCT m | 13 | 0.4 | m | 0 | RECT. DUCT | 350X200 | w/ 1” ACOUSTICAL LINING | . | . | TRANSFER DUCT | NO
RECT. DUCT m | 13 | 0.4 | m | 0 | RECT. DUCT | 350X200 | w/ 1” ACOUSTICAL LINING | . | . | TRANSFER DUCT | NO
RECT. DUCT m | 13 | 0.4 | m | 0 | RECT. DUCT | 350X200 | w/ 1” ACOUSTICAL LINING | . | . | TRANSFER DUCT | NO
RECT. DUCT m | 13 | 0.4 | m | 0 | RECT. DUCT | 350X200 | w/ 1” ACOUSTICAL LINING | . | . | TRANSFER DUCT | NO
RECT. DUCT m | 13 | 0.4 | m | 0 | RECT. DUCT | 350X200 | w/ 1” ACOUSTICAL LINING | . | . | TRANSFER DUCT | NO
RECT. DUCT m | 13 | 0.4 | m | 0 | RECT. DUCT | 350X200 | w/ 1” ACOUSTICAL LINING | . | . | TRANSFER DUCT | NO
RECT. DUCT m | 13 | 0.4 | m | 0 | RECT. DUCT | 350X200 | w/ 1” ACOUSTICAL LINING | . | . | TRANSFER DUCT | NO
RECT. DUCT m | 13 | 0.4 | m | 0 | RECT. DUCT | 400X350 | w/ 1” ACOUSTICAL LINING | . | . | TRANSFER DUCT | NO
RECT. DUCT m | 13 | 2.3 | m | 0 | RECT. DUCT | 300X200 | . | . | LOW PRESSURE | VARCF-302/304 | NO
RECT. DUCT m | 13 | 2.3 | m | 0 | RECT. DUCT | 300X200 | . | . | LOW PRESSURE | VARCF-302/304 | NO
RECT. DUCT m | 13 | 2.3 | m | 0 | RECT. DUCT | 300X200 | . | . | LOW PRESSURE | VARCF-302/304 | NO
RECT. DUCT m | 13 | 2.3 | m | 0 | RECT. DUCT | 300X200 | . | . | LOW PRESSURE | VARCF-302/304 | NO
RECT. DUCT m | 13 | 3.1 | m | 0 | RECT. DUCT | 300X200 | . | . | LOW PRESSURE | VARCF-302/304 | NO
RECT. DUCT m | 13 | 3.1 | m | 0 | RECT. DUCT | 300X200 | . | . | LOW PRESSURE | VARCF-302/304 | NO
RECT. DUCT m | 13 | 2.3 | m | 0 | RECT. DUCT | 300X200 | . | . | LOW PRESSURE | VARCF-302/304 | NO
RECT. DUCT m | 13 | 2.4 | m | 0 | RECT. DUCT | 300X200 | . | . | LOW PRESSURE | VARCF-302/304 | NO
RECT. DUCT m | 13 | 2.4 | m | 0 | RECT. DUCT | 300X200 | . | . | LOW PRESSURE | VARCF-302/304 | NO
RECT. DUCT m | 13 | 2.4 | m | 0 | RECT. DUCT | 300X250 | . | . | LOW PRESSURE | VARCF-302/304 | NO
RECT. DUCT m | 13 | 10.9 | m | 0 | RECT. DUCT | 200X200 | . | . | . | VARCF-302/304 | NO
RECT. DUCT m | 13 | 1.3 | m | 0 | RECT. DUCT | 300X200 | . | . | LOW PRESSURE | VARCF-302/304 | NO
RECT. DUCT m | 13 | 2.6 | m | 0 | RECT. DUCT | 300X200 | . | . | LOW PRESSURE | VARCF-302/304 | NO
RECT. DUCT m | 13 | 2.3 | m | 0 | RECT. DUCT | 300X200 | . | . | LOW PRESSURE | VARCF-302/304 | NO
RECT. DUCT m | 13 | 2.7 | m | 0 | RECT. DUCT | 300X200 | . | . | LOW PRESSURE | VARCF-302/304 | NO
RECT. DUCT m | 13 | 1.7 | m | 0 | RECT. DUCT | 300X200 | . | . | LOW PRESSURE | VARCF-302/304 | NO
RECT. DUCT m | 13 | 1.5 | m | 0 | RECT. DUCT | 200X200 | . | . | . | VARCF-302 | NO
RECT. DUCT m | 13 | 1.7 | m | 0 | RECT. DUCT | 300X200 | . | . | LOW PRESSURE | VARCF-302/304 | NO
RECT. DUCT m | 13 | 2.1 | m | 0 | RECT. DUCT | 300X200 | . | . | LOW PRESSURE | VARCF-302/304 | NO
RECT. DUCT m | 13 | 2.2 | m | 0 | RECT. DUCT | 300X200 | . | . | LOW PRESSURE | VARCF-302/304 | NO
RECT. DUCT m | 13 | 2.4 | m | 0 | RECT. DUCT | 300X200 | . | . | LOW PRESSURE | VARCF-302/304 | NO
RECT. DUCT m | 13 | 4.3 | m | 0 | RECT. DUCT | 350X300 | . | . | LOW PRESSURE | VARCF-302/304 | NO
RECT. DUCT m | 13 | 4.8 | m | 0 | RECT. DUCT | 1150X400 | . | . | . | VARCF-304 | NO
RECT. DUCT m | 13 | 6.8 | m | 0 | RECT. DUCT | 500X250 | . | . | . | VARCF-304 | NO
RECT. DUCT m | 13 | 1.9 | m | 0 | RECT. DUCT | 350X350 | . | . | . | VARCF-304 | NO
RECT. DUCT m | 13 | 3.5 | m | 0 | RECT. DUCT | 200X200 | . | . | . | VARCF-302 | NO
RECT. DUCT m | 13 | 1.9 | m | 0 | RECT. DUCT | 200X200 | . | . | . | VARCF-302 | NO
RECT. DUCT m | 13 | 0.9 | m | 0 | RECT. DUCT | 300X250 | . | . | LOW PRESSURE | VARCF-302/304 | NO
RECT. DUCT m | 13 | 0.4 | m | 0 | RECT. DUCT | 200X200 | . | . | . | VACF-301 | NO
RECT. DUCT m | 13 | 0.4 | m | 0 | RECT. DUCT | 200X200 | . | . | . | VACF-301 | NO
RECT. DUCT m | 13 | 2.1 | m | 0 | RECT. DUCT | 200X200 | . | . | . | VARCF-302 | NO
RECT. DUCT m | 13 | 0.4 | m | 0 | RECT. DUCT | 400X350 | w/ 1” ACOUSTICAL LINING | . | . | TRANSFER DUCT | NO
RECT. DUCT m | 13 | 0.1 | m | 0 | RECT. DUCT | 650X250 | . | . | . | VARCF-303 | NO
RECT. DUCT m | 13 | 0.5 | m | 0 | RECT. DUCT | 600X450 | . | . | . | VARCF-303 | NO
RECT. DUCT m | 13 | 2.5 | m | 0 | RECT. DUCT | 500X400 | . | . | LOW PRESSURE | VARCF-302/304 | NO
RECT. DUCT m | 9 | 4.5 | m | 0 | RECT. DUCT | 400X300 | . | . | . | VARCF-305 | NO
RECT. DUCT m | 9 | 10.8 | m | 0 | RECT. DUCT | 550X350 | . | . | . | VARCF-305 | NO
RECT. DUCT m | 9 | 13.9 | m | 0 | RECT. DUCT | 700X350 | . | . | . | VARCF-305 | NO
RECT. DUCT m | 9 | 26.5 | m | 0 | RECT. DUCT | 850X400 | . | . | . | VARCF-305 | NO
RECT. DUCT m | 9 | 12.9 | m | 0 | RECT. DUCT | 1000X1000 | . | . | . | VARCF-305 | NO
RECT. DUCT m | 9 | 6.1 | m | 0 | RECT. DUCT | 1200X400 | . | . | . | VARCF-305 | NO
RECT. DUCT m | 9 | 1.7 | m | 0 | RECT. DUCT | 660X118 | . | . | . | VARCF-305 | NO
RECT. DUCT m | 9 | 2.7 | m | 0 | RECT. DUCT | 1422X1219 | . | . | . | VARCF-305 | NO
RECT. DUCT m | 9 | 3.2 | m | 0 | RECT. DUCT | 850X400 | . | . | . | VARCF-305 | NO
RECT. DUCT m | 9 | 6.8 | m | 0 | RECT. DUCT | 750X300 | . | . | . | VARCF-305 | NO
RECT. DUCT m | 9 | 6.3 | m | 0 | RECT. DUCT | 550X300 | . | . | . | VARCF-305 | NO
RECT. DUCT m | 9 | 3.5 | m | 0 | RECT. DUCT | 300X250 | . | 6-SS-16 | . | VE-314-VE-0001 | NO
RECT. DUCT m | 9 | 2.3 | m | 0 | RECT. DUCT | 1500X800 | . | 6-SS-16 | . | VARCF-303 | NO
RECT. DUCT m | 9 | 9.5 | m | 0 | RECT. DUCT | 1200X600 | . | 6-SS-16 | . | VARCF-303 | NO
RECT. DUCT m | 9 | 5 | m | 0 | RECT. DUCT | 1200X600 | . | 6-SS-16 | . | VARCF-303 | NO
RECT. DUCT m | 9 | 3.6 | m | 0 | RECT. DUCT | 300X200 | . | . | LOW PRESSURE | VARCF-304/305 | NO
RECT. DUCT m | 9 | 3.2 | m | 0 | RECT. DUCT | 500X300 | . | . | . | VARCF-305 | NO
RECT. DUCT m | 9 | 9.7 | m | 0 | RECT. DUCT | 300X300 | . | . | . | VARCF-305 | NO
RECT. DUCT m | 9 | 2.5 | m | 0 | RECT. DUCT | 300X250 | . | . | . | VARCF-305 | NO
RECT. DUCT m | 9 | 6.7 | m | 0 | RECT. DUCT | 200X150 | . | . | . | VARCF-305 | NO
RECT. DUCT m | 9 | 3.7 | m | 0 | RECT. DUCT | 200X200 | . | . | . | VARCF-305 | NO
RECT. DUCT m | 9 | 2.7 | m | 0 | RECT. DUCT | 250X200 | . | . | . | VARCF-305 | NO
RECT. DUCT m | 9 | 9.5 | m | 0 | RECT. DUCT | 350X200 | . | . | . | VARCF-305 | NO
RECT. DUCT m | 9 | 19.3 | m | 0 | RECT. DUCT | 200X200 | . | 6-SS-16 | . | VE-314-VE-0001 | NO
RECT. DUCT m | 9 | 2.1 | m | 0 | RECT. DUCT | 300X250 | . | . | LOW PRESSURE | VARCF-304/305 | NO
RECT. DUCT m | 9 | 2 | m | 0 | RECT. DUCT | 300X250 | . | . | LOW PRESSURE | VARCF-304/305 | NO
RECT. DUCT m | 9 | 2.5 | m | 0 | RECT. DUCT | 250X250 | . | . | . | VARCF-304 | NO
RECT. DUCT m | 9 | 2.8 | m | 0 | RECT. DUCT | 300X250 | . | . | LOW PRESSURE | VARCF-304/305 | NO
RECT. DUCT m | 9 | 2.9 | m | 0 | RECT. DUCT | 300X250 | . | . | LOW PRESSURE | VARCF-304/305 | NO
RECT. DUCT m | 9 | 2.9 | m | 0 | RECT. DUCT | 300X250 | . | . | LOW PRESSURE | VARCF-304/305 | NO
RECT. DUCT m | 9 | 2.9 | m | 0 | RECT. DUCT | 300X250 | . | . | LOW PRESSURE | VARCF-304/305 | NO
RECT. DUCT m | 9 | 2.9 | m | 0 | RECT. DUCT | 300X200 | . | . | LOW PRESSURE | VARCF-304/305 | NO
RECT. DUCT m | 9 | 2.8 | m | 0 | RECT. DUCT | 300X200 | . | . | LOW PRESSURE | VARCF-304/305 | NO
RECT. DUCT m | 9 | 6.5 | m | 0 | RECT. DUCT | 300X250 | . | . | LOW PRESSURE | VARCF-304/305 | NO
RECT. DUCT m | 9 | 1.3 | m | 0 | RECT. DUCT | 250X200 | . | . | . | VARCF-304/305 | NO
RECT. DUCT m | 9 | 5.8 | m | 0 | RECT. DUCT | 300X200 | . | . | LOW PRESSURE | VARCF-304/305 | NO
RECT. DUCT m | 9 | 2.1 | m | 0 | RECT. DUCT | 300X200 | . | . | LOW PRESSURE | VARCF-304/305 | NO
RECT. DUCT m | 9 | 6.5 | m | 0 | RECT. DUCT | 250X250 | . | . | . | VARCF-304 | NO
RECT. DUCT m | 9 | 2.1 | m | 0 | RECT. DUCT | 300X200 | . | . | LOW PRESSURE | VARCF-304/305 | NO
RECT. DUCT m | 9 | 4.2 | m | 0 | RECT. DUCT | 300X250 | . | . | . | VARCF-304 | NO
RECT. DUCT m | 9 | 8.2 | m | 0 | RECT. DUCT | 500X350 | . | . | . | VARCF-304 | NO
RECT. DUCT m | 9 | 5.9 | m | 0 | RECT. DUCT | 650X400 | . | . | . | VARCF-304 | NO
RECT. DUCT m | 9 | 3.1 | m | 0 | RECT. DUCT | 300X200 | . | . | LOW PRESSURE | VARCF-304/305 | NO
RECT. DUCT m | 9 | 2.9 | m | 0 | RECT. DUCT | 300X200 | . | . | LOW PRESSURE | VARCF-304/305 | NO
RECT. DUCT m | 9 | 2.9 | m | 0 | RECT. DUCT | 300X200 | . | . | LOW PRESSURE | VARCF-304/305 | NO
RECT. DUCT m | 9 | 2.8 | m | 0 | RECT. DUCT | 300X200 | . | . | LOW PRESSURE | VARCF-304/305 | NO
RECT. DUCT m | 9 | 11.3 | m | 0 | RECT. DUCT | 200X200 | . | . | . | VARCF-304/305 | NO
RECT. DUCT m | 9 | 4.7 | m | 0 | RECT. DUCT | 300X200 | . | . | LOW PRESSURE | VARCF-304/305 | NO
RECT. DUCT m | 9 | 3.6 | m | 0 | RECT. DUCT | 350X300 | . | . | LOW PRESSURE | VARCF-304/305 | NO
RECT. DUCT m | 9 | 0.4 | m | 0 | RECT. DUCT | 350X300 | . | . | BP | VA-333-VA-0001 | NO
RECT. DUCT m | 9 | 12.2 | m | 0 | RECT. DUCT | 750X400 | . | . | . | VARCF-304 | NO
RECT. DUCT m | 9 | 10.8 | m | 0 | RECT. DUCT | 650X400 | . | . | . | VARCF-304 | NO
RECT. DUCT m | 9 | 7 | m | 0 | RECT. DUCT | 650X350 | . | . | . | VARCF-304 | NO
RECT. DUCT m | 9 | 5.2 | m | 0 | RECT. DUCT | 550X350 | . | . | . | VARCF-304 | NO
RECT. DUCT m | 9 | 3.1 | m | 0 | RECT. DUCT | 500X300 | . | . | . | VARCF-304 | NO
RECT. DUCT m | 9 | 16.2 | m | 0 | RECT. DUCT | 400X350 | . | . | . | VARCF-304 | NO
RECT. DUCT m | 9 | 1.6 | m | 0 | RECT. DUCT | 300X200 | . | . | . | VARCF-304 | NO
RECT. DUCT m | 9 | 2.1 | m | 0 | RECT. DUCT | 300X200 | . | . | LOW PRESSURE | VARCF-304/305 | NO
RECT. DUCT m | 9 | 2.1 | m | 0 | RECT. DUCT | 300X200 | . | . | LOW PRESSURE | VARCF-304/305 | NO
RECT. DUCT m | 9 | 4.1 | m | 0 | RECT. DUCT | 250X150 | . | . | . | VARCF-304 | NO
RECT. DUCT m | 9 | 16.5 | m | 0 | RECT. DUCT | 300X250 | . | . | . | VARCF-304 | NO
RECT. DUCT m | 9 | 2.1 | m | 0 | RECT. DUCT | 300X250 | . | . | LOW PRESSURE | VARCF-304/305 | NO
RECT. DUCT m | 9 | 3.3 | m | 0 | RECT. DUCT | 200X200 | . | . | . | VARCF-304 | NO
RECT. DUCT m | 9 | 2.1 | m | 0 | RECT. DUCT | 300X200 | . | . | LOW PRESSURE | VARCF-304/305 | NO
RECT. DUCT m | 9 | 2 | m | 0 | RECT. DUCT | 300X200 | . | . | LOW PRESSURE | VARCF-304/305 | NO
RECT. DUCT m | 9 | 2 | m | 0 | RECT. DUCT | 300X200 | . | . | LOW PRESSURE | VARCF-304/305 | NO
RECT. DUCT m | 9 | 2 | m | 0 | RECT. DUCT | 300X200 | . | . | LOW PRESSURE | VARCF-304/305 | NO
RECT. DUCT m | 9 | 2 | m | 0 | RECT. DUCT | 300X200 | . | . | LOW PRESSURE | VARCF-304/305 | NO
RECT. DUCT m | 9 | 2 | m | 0 | RECT. DUCT | 300X200 | . | . | LOW PRESSURE | VARCF-304/305 | NO
RECT. DUCT m | 9 | 2.2 | m | 0 | RECT. DUCT | 300X200 | . | . | LOW PRESSURE | VARCF-304/305 | NO
RECT. DUCT m | 9 | 2.2 | m | 0 | RECT. DUCT | 300X200 | . | . | LOW PRESSURE | VARCF-304/305 | NO
RECT. DUCT m | 9 | 5.8 | m | 0 | RECT. DUCT | 200X200 | . | 6-SS-16 | . | VE-314-VE-0001 | NO
RECT. DUCT m | 9 | 15.3 | m | 0 | RECT. DUCT | 250X200 | . | 6-SS-16 | . | VE-314-VE-0001 | NO
RECT. DUCT m | 9 | 1.4 | m | 0 | RECT. DUCT | 300X200 | . | . | LOW PRESSURE | VARCF-304/305 | NO
RECT. DUCT m | 9 | 0.7 | m | 0 | RECT. DUCT | 250X250 | . | . | LOW PRESSURE | VARCF-304/305 | NO
RECT. DUCT m | 9 | 1.1 | m | 0 | RECT. DUCT | 200X200 | . | 6-SS-16 | . | VE-314-VE-0001 | NO
RECT. DUCT m | 9 | 2.1 | m | 0 | RECT. DUCT | 300X250 | . | 6-SS-16 | . | VE-314-VE-0001 | NO
RECT. DUCT m | 9 | 0.5 | m | 0 | RECT. DUCT | 350X350 | . | 6-SS-16 | . | VE-314-VE-0001 | NO
RECT. DUCT m | 9 | 1.8 | m | 0 | RECT. DUCT | 350X350 | . | 6-SS-16 | . | VE-309-VE-0001 | NO
RECT. DUCT m | 9 | 5.7 | m | 0 | RECT. DUCT | 300X250 | . | 6-SS-16 | . | VE-314-VE-0001 | NO
RECT. DUCT m | 9 | 3.1 | m | 0 | RECT. DUCT | 300X250 | . | 6-SS-16 | . | VE-314-VE-0001 | NO
RECT. DUCT m | 9 | 2.5 | m | 0 | RECT. DUCT | 300X200 | . | . | LOW PRESSURE | VARCF-304/305 | NO
RECT. DUCT m | 9 | 6.6 | m | 0 | RECT. DUCT | 400X375 | . | . | LOW PRESSURE | VARCF-304/305 | NO
RECT. DUCT m | 9 | 2.1 | m | 0 | RECT. DUCT | 300X200 | . | . | LOW PRESSURE | VARCF-304/305 | NO
RECT. DUCT m | 9 | 4.8 | m | 0 | RECT. DUCT | 200X200 | . | . | . | VARCF-304 | NO
RECT. DUCT m | 9 | 2.2 | m | 0 | RECT. DUCT | 300X200 | . | . | LOW PRESSURE | VARCF-304/305 | NO
RECT. DUCT m | 9 | 2.2 | m | 0 | RECT. DUCT | 300X200 | . | . | LOW PRESSURE | VARCF-304/305 | NO
RECT. DUCT m | 9 | 6.1 | m | 0 | RECT. DUCT | 850X400 | . | . | . | VARCF-304 | NO
RECT. DUCT m | 9 | 3.3 | m | 0 | RECT. DUCT | 300X250 | . | . | LOW PRESSURE | VARCF-304/305 | NO
RECT. DUCT m | 9 | 2.4 | m | 0 | RECT. DUCT | 300X200 | . | . | LOW PRESSURE | VARCF-304/305 | NO
RECT. DUCT m | 9 | 9.7 | m | 0 | RECT. DUCT | 350X250 | . | . | LOW PRESSURE | VFC-347 | NO
RECT. DUCT m | 9 | 5.6 | m | 0 | RECT. DUCT | 450X300 | . | . | LOW PRESSURE | VFC-347 | NO
RECT. DUCT m | 9 | 4.6 | m | 0 | RECT. DUCT | 650X300 | . | . | LOW PRESSURE | VFC-347 | NO
RECT. DUCT m | 9 | 3.1 | m | 0 | RECT. DUCT | 250X250 | . | . | LOW PRESSURE | VFC-347 | NO
RECT. DUCT m | 9 | 0.4 | m | 0 | RECT. DUCT | 350X300 | . | . | BP | VA-334-VA-0001 | NO
RECT. DUCT m | 9 | 3.5 | m | 0 | RECT. DUCT | 300X250 | . | . | . | VARCF-302 | NO
RECT. DUCT m | 9 | 2.3 | m | 0 | RECT. DUCT | 300X200 | . | . | LOW PRESSURE | VARCF-302/304 | NO
RECT. DUCT m | 9 | 2.1 | m | 0 | RECT. DUCT | 300X200 | . | . | LOW PRESSURE | VARCF-302/304 | NO
RECT. DUCT m | 9 | 1.4 | m | 0 | RECT. DUCT | 300X200 | . | . | LOW PRESSURE | VARCF-302/304 | NO
RECT. DUCT m | 9 | 0.9 | m | 0 | RECT. DUCT | 250X250 | . | . | LOW PRESSURE | VARCF-302/304 | NO
RECT. DUCT m | 9 | 8.4 | m | 0 | RECT. DUCT | 200X150 | . | . | . | VARCF-304 | NO
RECT. DUCT m | 9 | 4 | m | 0 | RECT. DUCT | 250X200 | . | . | . | VARCF-302 | NO
RECT. DUCT m | 9 | 1.3 | m | 0 | RECT. DUCT | 300X200 | . | . | . | VARCF-302 | NO
RECT. DUCT m | 9 | 1 | m | 0 | RECT. DUCT | 350X300 | . | . | BP | VA-332-VA-0001 | NO
RECT. DUCT m | 9 | 3.6 | m | 0 | RECT. DUCT | 600X350 | w/ 1” ACOUSTICAL LINING | . | . | TRANSFER DUCT | NO
RECT. DUCT m | 9 | 4.1 | m | 0 | RECT. DUCT | 200X200 | . | . | . | VARCF-302 | NO
RECT. DUCT m | 9 | 2.8 | m | 0 | RECT. DUCT | 900X500 | . | 6-SS-16 | LOW PRESSURE | VFC-347 | NO
RECT. DUCT m | 9 | 2.3 | m | 0 | RECT. DUCT | 300X250 | . | . | LOW PRESSURE | VARCF-302/304 | NO
RECT. DUCT m | 9 | 1.9 | m | 0 | RECT. DUCT | 300X200 | . | . | LOW PRESSURE | VARCF-302/304 | NO
RECT. DUCT m | 9 | 2.1 | m | 0 | RECT. DUCT | 300X200 | . | . | LOW PRESSURE | VARCF-302/304 | NO
RECT. DUCT m | 9 | 2.1 | m | 0 | RECT. DUCT | 300X200 | . | . | LOW PRESSURE | VARCF-302/304 | NO
RECT. DUCT m | 9 | 2.1 | m | 0 | RECT. DUCT | 300X200 | . | . | LOW PRESSURE | VARCF-302/304 | NO
RECT. DUCT m | 9 | 2.3 | m | 0 | RECT. DUCT | 300X200 | . | . | LOW PRESSURE | VARCF-302/304 | NO
RECT. DUCT m | 9 | 2.4 | m | 0 | RECT. DUCT | 300X200 | . | . | LOW PRESSURE | VARCF-302/304 | NO
RECT. DUCT m | 9 | 2.3 | m | 0 | RECT. DUCT | 300X200 | . | . | LOW PRESSURE | VARCF-302/304 | NO
RECT. DUCT m | 9 | 4.4 | m | 0 | RECT. DUCT | 300X200 | . | . | LOW PRESSURE | VARCF-304/305 | NO
RECT. DUCT m | 9 | 3.7 | m | 0 | RECT. DUCT | 350X300 | . | . | LOW PRESSURE | VARCF-302/304 | NO
RECT. DUCT m | 9 | 13.5 | m | 0 | RECT. DUCT | 550X300 | . | . | . | VARCF-302 | NO
RECT. DUCT m | 9 | 4.3 | m | 0 | RECT. DUCT | 450X450 | . | . | . | VARCF-302 | NO
RECT. DUCT m | 9 | 11.8 | m | 0 | RECT. DUCT | 400X250 | . | . | . | VARCF-302 | NO
RECT. DUCT m | 9 | 9.4 | m | 0 | RECT. DUCT | 300X200 | . | . | . | VARCF-304 | NO
RECT. DUCT m | 9 | 9.5 | m | 0 | RECT. DUCT | 300X250 | . | . | . | VARCF-304 | NO
RECT. DUCT m | 9 | 1.6 | m | 0 | RECT. DUCT | 650X350 | w/ 1” ACOUSTICAL LINING | . | . | TRANSFER DUCT | NO
RECT. DUCT m | 9 | 1.6 | m | 0 | RECT. DUCT | 650X350 | w/ 1” ACOUSTICAL LINING | . | . | TRANSFER DUCT | NO
RECT. DUCT m | 9 | 1.5 | m | 0 | RECT. DUCT | 900X300 | w/ 1” ACOUSTICAL LINING | . | . | TRANSFER DUCT | NO
RECT. DUCT m | 9 | 1.4 | m | 0 | RECT. DUCT | 400X150 | w/ 1” ACOUSTICAL LINING | . | . | TRANSFER DUCT | NO
RECT. DUCT m | 9 | 1.4 | m | 0 | RECT. DUCT | 400X150 | w/ 1” ACOUSTICAL LINING | . | . | TRANSFER DUCT | NO
RECT. DUCT m | 9 | 1.4 | m | 0 | RECT. DUCT | 400X150 | w/ 1” ACOUSTICAL LINING | . | . | TRANSFER DUCT | NO
RECT. DUCT m | 9 | 1.5 | m | 0 | RECT. DUCT | 500X250 | w/ 1” ACOUSTICAL LINING | . | . | TRANSFER DUCT | NO
RECT. DUCT m | 9 | 1.5 | m | 0 | RECT. DUCT | 500X250 | w/ 1” ACOUSTICAL LINING | . | . | TRANSFER DUCT | NO
RECT. DUCT m | 9 | 1.4 | m | 0 | RECT. DUCT | 400X150 | w/ 1” ACOUSTICAL LINING | . | . | TRANSFER DUCT | NO
RECT. DUCT m | 9 | 1.5 | m | 0 | RECT. DUCT | 500X250 | w/ 1” ACOUSTICAL LINING | . | . | TRANSFER DUCT | NO
RECT. DUCT m | 9 | 1.5 | m | 0 | RECT. DUCT | 500X250 | w/ 1” ACOUSTICAL LINING | . | . | TRANSFER DUCT | NO
RECT. DUCT m | 9 | 1.4 | m | 0 | RECT. DUCT | 400X150 | w/ 1” ACOUSTICAL LINING | . | . | TRANSFER DUCT | NO
RECT. DUCT m | 9 | 1.4 | m | 0 | RECT. DUCT | 400X150 | w/ 1” ACOUSTICAL LINING | . | . | TRANSFER DUCT | NO
RECT. DUCT m | 9 | 1.4 | m | 0 | RECT. DUCT | 400X150 | w/ 1” ACOUSTICAL LINING | . | . | TRANSFER DUCT | NO
RECT. DUCT m | 9 | 1.5 | m | 0 | RECT. DUCT | 500X250 | w/ 1” ACOUSTICAL LINING | . | . | TRANSFER DUCT | NO
RECT. DUCT m | 9 | 1.4 | m | 0 | RECT. DUCT | 500X250 | w/ 1” ACOUSTICAL LINING | . | . | TRANSFER DUCT | NO
RECT. DUCT m | 9 | 1.4 | m | 0 | RECT. DUCT | 400X150 | w/ 1” ACOUSTICAL LINING | . | . | TRANSFER DUCT | NO
RECT. DUCT m | 9 | 1.5 | m | 0 | RECT. DUCT | 600X300 | w/ 1” ACOUSTICAL LINING | . | . | TRANSFER DUCT | NO
RECT. DUCT m | 9 | 1.5 | m | 0 | RECT. DUCT | 600X300 | w/ 1” ACOUSTICAL LINING | . | . | TRANSFER DUCT | NO
RECT. DUCT m | 9 | 1.5 | m | 0 | RECT. DUCT | 600X300 | w/ 1” ACOUSTICAL LINING | . | . | TRANSFER DUCT | NO
RECT. DUCT m | 9 | 1.4 | m | 0 | RECT. DUCT | 400X150 | w/ 1” ACOUSTICAL LINING | . | . | TRANSFER DUCT | NO
RECT. DUCT m | 9 | 1.4 | m | 0 | RECT. DUCT | 400X150 | w/ 1” ACOUSTICAL LINING | . | . | TRANSFER DUCT | NO
RECT. DUCT m | 9 | 2.8 | m | 0 | RECT. DUCT | 300X250 | . | . | . | VARCF-302 | NO
RECT. DUCT m | 9 | 0.4 | m | 0 | RECT. DUCT | 400X350 | w/ 1” ACOUSTICAL LINING | . | . | TRANSFER DUCT | NO
RECT. DUCT m | 9 | 0.4 | m | 0 | RECT. DUCT | 350X200 | w/ 1” ACOUSTICAL LINING | . | . | TRANSFER DUCT | NO
RECT. DUCT m | 9 | 0.4 | m | 0 | RECT. DUCT | 400X350 | w/ 1” ACOUSTICAL LINING | . | . | TRANSFER DUCT | NO
RECT. DUCT m | 9 | 0.4 | m | 0 | RECT. DUCT | 400X350 | w/ 1” ACOUSTICAL LINING | . | . | TRANSFER DUCT | NO
RECT. DUCT m | 9 | 0.4 | m | 0 | RECT. DUCT | 400X350 | w/ 1” ACOUSTICAL LINING | . | . | TRANSFER DUCT | NO
RECT. DUCT m | 9 | 0.4 | m | 0 | RECT. DUCT | 400X350 | w/ 1” ACOUSTICAL LINING | . | . | TRANSFER DUCT | NO
RECT. DUCT m | 9 | 0.4 | m | 0 | RECT. DUCT | 400X350 | w/ 1” ACOUSTICAL LINING | . | . | TRANSFER DUCT | NO
RECT. DUCT m | 9 | 0.4 | m | 0 | RECT. DUCT | 400X350 | w/ 1” ACOUSTICAL LINING | . | . | TRANSFER DUCT | NO
RECT. DUCT m | 9 | 0.4 | m | 0 | RECT. DUCT | 400X350 | w/ 1” ACOUSTICAL LINING | . | . | TRANSFER DUCT | NO
RECT. DUCT m | 9 | 0.4 | m | 0 | RECT. DUCT | 400X350 | w/ 1” ACOUSTICAL LINING | . | . | TRANSFER DUCT | NO
RECT. DUCT m | 9 | 0.4 | m | 0 | RECT. DUCT | 400X350 | w/ 1” ACOUSTICAL LINING | . | . | TRANSFER DUCT | NO
RECT. DUCT m | 9 | 0.4 | m | 0 | RECT. DUCT | 400X350 | w/ 1” ACOUSTICAL LINING | . | . | TRANSFER DUCT | NO
RECT. DUCT m | 9 | 0.4 | m | 0 | RECT. DUCT | 400X350 | w/ 1” ACOUSTICAL LINING | . | . | TRANSFER DUCT | NO
RECT. DUCT m | 9 | 0.4 | m | 0 | RECT. DUCT | 400X350 | w/ 1” ACOUSTICAL LINING | . | . | TRANSFER DUCT | NO
RECT. DUCT m | 9 | 0.4 | m | 0 | RECT. DUCT | 400X350 | w/ 1” ACOUSTICAL LINING | . | . | TRANSFER DUCT | NO
RECT. DUCT m | 9 | 0.4 | m | 0 | RECT. DUCT | 400X350 | w/ 1” ACOUSTICAL LINING | . | . | TRANSFER DUCT | NO
RECT. DUCT m | 9 | 0.4 | m | 0 | RECT. DUCT | 400X350 | w/ 1” ACOUSTICAL LINING | . | . | TRANSFER DUCT | NO
RECT. DUCT m | 9 | 0.4 | m | 0 | RECT. DUCT | 400X350 | w/ 1” ACOUSTICAL LINING | . | . | TRANSFER DUCT | NO
RECT. DUCT m | 9 | 0.4 | m | 0 | RECT. DUCT | 350X200 | w/ 1” ACOUSTICAL LINING | . | . | TRANSFER DUCT | NO
RECT. DUCT m | 9 | 0.4 | m | 0 | RECT. DUCT | 350X200 | w/ 1” ACOUSTICAL LINING | . | . | TRANSFER DUCT | NO
RECT. DUCT m | 9 | 0.4 | m | 0 | RECT. DUCT | 350X200 | w/ 1” ACOUSTICAL LINING | . | . | TRANSFER DUCT | NO
RECT. DUCT m | 9 | 1.5 | m | 0 | RECT. DUCT | 500X250 | w/ 1” ACOUSTICAL LINING | . | . | TRANSFER DUCT | NO
RECT. DUCT m | 9 | 0.4 | m | 0 | RECT. DUCT | 400X350 | w/ 1” ACOUSTICAL LINING | . | . | TRANSFER DUCT | NO
RECT. DUCT m | 9 | 1.4 | m | 0 | RECT. DUCT | 400X150 | w/ 1” ACOUSTICAL LINING | . | . | TRANSFER DUCT | NO
RECT. DUCT m | 9 | 0.2 | m | 0 | RECT. DUCT | 250X100 | w/ 1” ACOUSTICAL LINING | 6-N-16 | . | TRANSFER DUCT | NO
RECT. DUCT m | 9 | 0.2 | m | 0 | RECT. DUCT | 250X100 | w/ 1” ACOUSTICAL LINING | 6-N-16 | . | TRANSFER DUCT | NO
RECT. DUCT m | 9 | 1.5 | m | 0 | RECT. DUCT | 600X300 | w/ 1” ACOUSTICAL LINING | . | . | TRANSFER DUCT | NO
RECT. DUCT m | 10 | 2.8 | m | 0 | RECT. DUCT | 550X200 | . | . | . | VARCF-302 | NO
RECT. DUCT m | 10 | 3.8 | m | 0 | RECT. DUCT | 600X600 | . | . | . | VARCF-302 | NO
RECT. DUCT m | 10 | 7.3 | m | 0 | RECT. DUCT | 700X500 | . | . | . | VARCF-302 | NO
RECT. DUCT m | 10 | 13.9 | m | 0 | RECT. DUCT | 600X400 | . | . | . | VARCF-302 | NO
RECT. DUCT m | 10 | 13.3 | m | 0 | RECT. DUCT | 700X500 | . | . | . | VARCF-302 | NO
RECT. DUCT m | 10 | 10.3 | m | 0 | RECT. DUCT | 800X500 | . | . | . | VARCF-302 | NO
RECT. DUCT m | 10 | 6.7 | m | 0 | RECT. DUCT | 400X300 | . | . | . | VARCF-302 | NO
RECT. DUCT m | 10 | 10.3 | m | 0 | RECT. DUCT | 900X300 | . | . | . | VARCF-302 | NO
RECT. DUCT m | 10 | 19 | m | 0 | RECT. DUCT | 600X300 | . | . | . | VARCF-302 | NO
RECT. DUCT m | 10 | 7.1 | m | 0 | RECT. DUCT | 600X500 | . | . | . | VARCF-302 | NO
RECT. DUCT m | 10 | 12.1 | m | 0 | RECT. DUCT | 700X500 | . | . | . | VARCF-302 | NO
RECT. DUCT m | 10 | 6.4 | m | 0 | RECT. DUCT | 800X500 | . | . | . | VARCF-302 | NO
RECT. DUCT m | 10 | 1 | m | 0 | RECT. DUCT | 800X500 | . | . | . | VARCF-302 | NO
RECT. DUCT m | 10 | 2.7 | m | 0 | RECT. DUCT | 1800X500 | . | . | . | VARCF-302 | NO
RECT. DUCT m | 10 | 2 | m | 0 | RECT. DUCT | 300X250 | . | . | LOW PRESSURE | VARCF-302/304 | NO
RECT. DUCT m | 10 | 8.3 | m | 0 | RECT. DUCT | 400X350 | . | . | LOW PRESSURE | VARCF-302/304 | NO
RECT. DUCT m | 10 | 5.4 | m | 0 | RECT. DUCT | 500X250 | . | . | LOW PRESSURE | VARCF-302/304 | NO
RECT. DUCT m | 10 | 2.7 | m | 0 | RECT. DUCT | 300X200 | . | . | LOW PRESSURE | VARCF-302/304 | NO
RECT. DUCT m | 10 | 6.8 | m | 0 | RECT. DUCT | 400X250 | . | . | . | VARCF-304 | NO
RECT. DUCT m | 10 | 2 | m | 0 | RECT. DUCT | 300X200 | . | . | LOW PRESSURE | VARCF-302/304 | NO
RECT. DUCT m | 10 | 2.1 | m | 0 | RECT. DUCT | 300X200 | . | . | LOW PRESSURE | VARCF-302/304 | NO
RECT. DUCT m | 10 | 14.4 | m | 0 | RECT. DUCT | 750X300 | . | . | . | VARCF-304 | NO
RECT. DUCT m | 10 | 21.1 | m | 0 | RECT. DUCT | 550X300 | . | . | . | VARCF-304 | NO
RECT. DUCT m | 10 | 21.7 | m | 0 | RECT. DUCT | 300X200 | . | . | . | VARCF-304 | NO
RECT. DUCT m | 10 | 16.8 | m | 0 | RECT. DUCT | 400X300 | . | . | . | VARCF-304 | NO
RECT. DUCT m | 10 | 6.8 | m | 0 | RECT. DUCT | 600X300 | . | . | . | VARCF-304 | NO
RECT. DUCT m | 10 | 1.3 | m | 0 | RECT. DUCT | 800X300 | . | . | LOW PRESSURE | VARCF-302/304 | NO
RECT. DUCT m | 10 | 1.4 | m | 0 | RECT. DUCT | 300X200 | . | . | LOW PRESSURE | VARCF-302/304 | NO
RECT. DUCT m | 10 | 0.6 | m | 0 | RECT. DUCT | 250X250 | . | . | LOW PRESSURE | VARCF-302/304 | NO
RECT. DUCT m | 10 | 1.5 | m | 0 | RECT. DUCT | 500X250 | w/ 1” ACOUSTICAL LINING | . | . | TRANSFER DUCT | NO
RECT. DUCT m | 10 | 1.5 | m | 0 | RECT. DUCT | 500X250 | w/ 1” ACOUSTICAL LINING | . | . | TRANSFER DUCT | NO
RECT. DUCT m | 10 | 1.5 | m | 0 | RECT. DUCT | 500X250 | w/ 1” ACOUSTICAL LINING | . | . | TRANSFER DUCT | NO
RECT. DUCT m | 10 | 1.5 | m | 0 | RECT. DUCT | 500X250 | w/ 1” ACOUSTICAL LINING | . | . | TRANSFER DUCT | NO
RECT. DUCT m | 10 | 1.5 | m | 0 | RECT. DUCT | 500X250 | w/ 1” ACOUSTICAL LINING | . | . | TRANSFER DUCT | NO
RECT. DUCT m | 10 | 1.5 | m | 0 | RECT. DUCT | 500X250 | w/ 1” ACOUSTICAL LINING | . | . | TRANSFER DUCT | NO
RECT. DUCT m | 10 | 1.5 | m | 0 | RECT. DUCT | 500X250 | w/ 1” ACOUSTICAL LINING | . | . | TRANSFER DUCT | NO
RECT. DUCT m | 10 | 1.5 | m | 0 | RECT. DUCT | 900X300 | w/ 1” ACOUSTICAL LINING | . | . | TRANSFER DUCT | NO
RECT. DUCT m | 10 | 1.5 | m | 0 | RECT. DUCT | 900X300 | w/ 1” ACOUSTICAL LINING | . | . | TRANSFER DUCT | NO
RECT. DUCT m | 10 | 1.5 | m | 0 | RECT. DUCT | 900X300 | w/ 1” ACOUSTICAL LINING | . | . | TRANSFER DUCT | NO
RECT. DUCT m | 10 | 1.5 | m | 0 | RECT. DUCT | 900X300 | w/ 1” ACOUSTICAL LINING | . | . | TRANSFER DUCT | NO
RECT. DUCT m | 10 | 1.5 | m | 0 | RECT. DUCT | 900X300 | w/ 1” ACOUSTICAL LINING | . | . | TRANSFER DUCT | NO
RECT. DUCT m | 10 | 1.4 | m | 0 | RECT. DUCT | 550X300 | w/ 1” ACOUSTICAL LINING | . | . | TRANSFER DUCT | NO
RECT. DUCT m | 10 | 1.4 | m | 0 | RECT. DUCT | 550X300 | w/ 1” ACOUSTICAL LINING | . | . | TRANSFER DUCT | NO
RECT. DUCT m | 10 | 1.2 | m | 0 | RECT. DUCT | 450X200 | w/ 1” ACOUSTICAL LINING | . | . | TRANSFER DUCT | NO
RECT. DUCT m | 10 | 1.5 | m | 0 | RECT. DUCT | 500X250 | w/ 1” ACOUSTICAL LINING | . | . | TRANSFER DUCT | NO
RECT. DUCT m | 10 | 1.4 | m | 0 | RECT. DUCT | 400X150 | w/ 1” ACOUSTICAL LINING | . | . | TRANSFER DUCT | NO
RECT. DUCT m | 10 | 1.4 | m | 0 | RECT. DUCT | 400X150 | w/ 1” ACOUSTICAL LINING | . | . | TRANSFER DUCT | NO
RECT. DUCT m | 10 | 1.5 | m | 0 | RECT. DUCT | 900X300 | w/ 1” ACOUSTICAL LINING | . | . | TRANSFER DUCT | NO
RECT. DUCT m | 10 | 1.5 | m | 0 | RECT. DUCT | 900X300 | w/ 1” ACOUSTICAL LINING | . | . | TRANSFER DUCT | NO
RECT. DUCT m | 10 | 1.5 | m | 0 | RECT. DUCT | 900X300 | w/ 1” ACOUSTICAL LINING | . | . | TRANSFER DUCT | NO
RECT. DUCT m | 10 | 1.5 | m | 0 | RECT. DUCT | 900X300 | w/ 1” ACOUSTICAL LINING | . | . | TRANSFER DUCT | NO
RECT. DUCT m | 10 | 1.5 | m | 0 | RECT. DUCT | 600X300 | w/ 1” ACOUSTICAL LINING | . | . | TRANSFER DUCT | NO
RECT. DUCT m | 10 | 1.5 | m | 0 | RECT. DUCT | 600X300 | w/ 1” ACOUSTICAL LINING | . | . | TRANSFER DUCT | NO
RECT. DUCT m | 10 | 1.4 | m | 0 | RECT. DUCT | 400X150 | w/ 1” ACOUSTICAL LINING | . | . | TRANSFER DUCT | NO
RECT. DUCT m | 10 | 1.4 | m | 0 | RECT. DUCT | 400X150 | w/ 1” ACOUSTICAL LINING | . | . | TRANSFER DUCT | NO
RECT. DUCT m | 10 | 1.8 | m | 0 | RECT. DUCT | 300X250 | . | . | LOW PRESSURE | VARCF-302/304 | NO
RECT. DUCT m | 10 | 2 | m | 0 | RECT. DUCT | 250X250 | . | . | LOW PRESSURE | VARCF-302/304 | NO
RECT. DUCT m | 10 | 3.8 | m | 0 | RECT. DUCT | 500X150 | . | . | . | VARCF-304 | NO
RECT. DUCT m | 10 | 0.8 | m | 0 | RECT. DUCT | 250X250 | . | . | LOW PRESSURE | VARCF-302/304 | NO
RECT. DUCT m | 10 | 1 | m | 0 | RECT. DUCT | 250X250 | . | . | LOW PRESSURE | VARCF-302/304 | NO
RECT. DUCT m | 10 | 1.9 | m | 0 | RECT. DUCT | 250X250 | . | . | LOW PRESSURE | VARCF-302/304 | NO
RECT. DUCT m | 10 | 1.5 | m | 0 | RECT. DUCT | 250X250 | . | . | LOW PRESSURE | VARCF-302/304 | NO
RECT. DUCT m | 10 | 1.2 | m | 0 | RECT. DUCT | 300X200 | . | . | LOW PRESSURE | VARCF-302/304 | NO
RECT. DUCT m | 10 | 1.5 | m | 0 | RECT. DUCT | 250X250 | . | . | LOW PRESSURE | VARCF-302/304 | NO
RECT. DUCT m | 10 | 1 | m | 0 | RECT. DUCT | 300X200 | . | . | LOW PRESSURE | VARCF-302/304 | NO
RECT. DUCT m | 10 | 0.4 | m | 0 | RECT. DUCT | 400X350 | w/ 1” ACOUSTICAL LINING | . | . | TRANSFER DUCT | NO
RECT. DUCT m | 10 | 1.4 | m | 0 | RECT. DUCT | 250X250 | . | . | LOW PRESSURE | VARCF-302/304 | NO
RECT. DUCT m | 10 | 1 | m | 0 | RECT. DUCT | 300X200 | . | . | LOW PRESSURE | VARCF-302/304 | NO
RECT. DUCT m | 10 | 1.7 | m | 0 | RECT. DUCT | 300X200 | . | . | LOW PRESSURE | VARCF-302/304 | NO
RECT. DUCT m | 10 | 0.4 | m | 0 | RECT. DUCT | 200X200 | . | . | . | VACF-301 | NO
RECT. DUCT m | 10 | 3.8 | m | 0 | RECT. DUCT | 250X200 | . | . | . | VACF-301 | NO
RECT. DUCT m | 10 | 1.5 | m | 0 | RECT. DUCT | 300X300 | . | . | . | VACF-301 | NO
RECT. DUCT m | 10 | 1.8 | m | 0 | RECT. DUCT | 400X375 | . | . | . | VACF-301 | NO
RECT. DUCT m | 10 | 0.9 | m | 0 | RECT. DUCT | 300X300 | . | . | . | VACF-301 | NO
RECT. DUCT m | 10 | 3.8 | m | 0 | RECT. DUCT | 250X250 | . | . | . | VACF-301 | NO
RECT. DUCT m | 10 | 4 | m | 0 | RECT. DUCT | 200X200 | . | . | . | VACF-301 | NO
RECT. DUCT m | 10 | 0.4 | m | 0 | RECT. DUCT | 600X450 | . | . | . | VARCF-303 | NO
RECT. DUCT m | 10 | 0.2 | m | 0 | RECT. DUCT | 650X250 | . | 6-SS-16 | . | VARCF-303 | NO
RECT. DUCT m | 10 | 2.1 | m | 0 | RECT. DUCT | 750X500 | . | . | . | VARCF-302 | NO
RECT. DUCT m | 10 | 1.9 | m | 0 | RECT. DUCT | 300X250 | . | . | . | VARCF-304 | NO
RECT. DUCT m | 10 | 1.5 | m | 0 | RECT. DUCT | 550X300 | . | . | . | VARCF-302 | NO
RECT. DUCT m | 10 | 1.8 | m | 0 | RECT. DUCT | 300X200 | . | . | LOW PRESSURE | VARCF-302/304 | NO
RECT. DUCT m | 10 | 1.8 | m | 0 | RECT. DUCT | 300X200 | . | . | LOW PRESSURE | VARCF-302/304 | NO
RECT. DUCT m | 10 | 1.4 | m | 0 | RECT. DUCT | 400X150 | w/ 1” ACOUSTICAL LINING | . | . | TRANSFER DUCT | NO
RECT. DUCT m | 10 | 1.4 | m | 0 | RECT. DUCT | 400X150 | w/ 1” ACOUSTICAL LINING | . | . | TRANSFER DUCT | NO
RECT. DUCT m | 10 | 1.5 | m | 0 | RECT. DUCT | 900X300 | w/ 1” ACOUSTICAL LINING | . | . | TRANSFER DUCT | NO
RECT. DUCT m | 10 | 1.5 | m | 0 | RECT. DUCT | 600X300 | w/ 1” ACOUSTICAL LINING | . | . | TRANSFER DUCT | NO
RECT. DUCT m | 10 | 1.5 | m | 0 | RECT. DUCT | 600X300 | w/ 1” ACOUSTICAL LINING | . | . | TRANSFER DUCT | NO
RECT. DUCT m | 10 | 9.9 | m | 0 | RECT. DUCT | 2000X500 | . | 6-SS-16 | . | VARCF-303 | NO
RECT. DUCT m | 10 | 2.5 | m | 0 | RECT. DUCT | 500X441 | . | . | LOW PRESSURE | VARCF-302/304 | NO
RECT. DUCT m | 10 | 5.1 | m | 0 | RECT. DUCT | 350X350 | . | . | . | VARCF-302 | NO
RECT. DUCT m | 10 | 2.8 | m | 0 | RECT. DUCT | 500X450 | . | . | LOW PRESSURE | VARCF-302/304 | NO
RECT. DUCT m | 10 | 4.4 | m | 0 | RECT. DUCT | 300X200 | . | . | LOW PRESSURE | VARCF-302/304 | NO
RECT. DUCT m | 10 | 2.5 | m | 0 | RECT. DUCT | 300X200 | . | . | LOW PRESSURE | VARCF-302/304 | NO
RECT. DUCT m | 10 | 6.5 | m | 0 | RECT. DUCT | 350X350 | . | . | . | VARCF-302 | NO
RECT. DUCT m | 10 | 2.1 | m | 0 | RECT. DUCT | 350X300 | . | . | LOW PRESSURE | VARCF-302/304 | NO
RECT. DUCT m | 10 | 3.5 | m | 0 | RECT. DUCT | 1270X838 | . | 6-SS-16 | . | VARCF-303 | NO
RECT. DUCT m | 10 | 1.6 | m | 0 | RECT. DUCT | 200X200 | . | 6-SS-16 | . | VE-314-VE-0001 | NO
RECT. DUCT m | 10 | 2.7 | m | 0 | RECT. DUCT | 200X200 | . | 6-SS-16 | . | VE-314-VE-0001 | NO
RECT. DUCT m | 10 | 2.2 | m | 0 | RECT. DUCT | 350X200 | . | . | LOW PRESSURE | VARCF-302/304 | NO
RECT. DUCT m | 10 | 2.3 | m | 0 | RECT. DUCT | 350X350 | . | . | LOW PRESSURE | VARCF-302/304 | NO
RECT. DUCT m | 10 | 2.2 | m | 0 | RECT. DUCT | 350X300 | . | . | LOW PRESSURE | VARCF-302/304 | NO
RECT. DUCT m | 10 | 4.5 | m | 0 | RECT. DUCT | 2000X500 | . | 6-SS-16 | . | VARCF-303 | NO
RECT. DUCT m | 10 | 3.6 | m | 0 | RECT. DUCT | 1400X1400 | . | 6-SS-16 | . | VARCF-303 | NO
RECT. DUCT m | 10 | 5 | m | 0 | RECT. DUCT | 300X200 | . | . | LOW PRESSURE | VARCF-302/304 | NO
RECT. DUCT m | 10 | 1.4 | m | 0 | RECT. DUCT | 400X150 | w/ 1” ACOUSTICAL LINING | . | . | TRANSFER DUCT | NO
RECT. DUCT m | 10 | 1.4 | m | 0 | RECT. DUCT | 400X150 | w/ 1” ACOUSTICAL LINING | . | . | TRANSFER DUCT | NO
RECT. DUCT m | 10 | 2.8 | m | 0 | RECT. DUCT | 1200X500 | . | . | . | VARCF-302 | NO
RECT. DUCT m | 10 | 2 | m | 0 | RECT. DUCT | 300X250 | . | . | LOW PRESSURE | VARCF-302/304 | NO
RECT. DUCT m | 10 | 1.5 | m | 0 | RECT. DUCT | 500X250 | w/ 1” ACOUSTICAL LINING | . | . | TRANSFER DUCT | NO
RECT. DUCT m | 10 | 1.5 | m | 0 | RECT. DUCT | 500X250 | w/ 1” ACOUSTICAL LINING | . | . | TRANSFER DUCT | NO
RECT. DUCT m | 10 | 2.9 | m | 0 | RECT. DUCT | 300X200 | . | . | LOW PRESSURE | VARCF-302/304 | NO
RECT. DUCT m | 10 | 1.5 | m | 0 | RECT. DUCT | 500X250 | w/ 1” ACOUSTICAL LINING | . | . | TRANSFER DUCT | NO
RECT. DUCT m | 10 | 1.4 | m | 0 | RECT. DUCT | 400X150 | w/ 1” ACOUSTICAL LINING | . | . | TRANSFER DUCT | NO
RECT. DUCT m | 10 | 1.3 | m | 0 | RECT. DUCT | 300X200 | . | . | LOW PRESSURE | VARCF-302/304 | NO
RECT. DUCT m | 10 | 1.7 | m | 0 | RECT. DUCT | 300X200 | . | . | LOW PRESSURE | VARCF-302/304 | NO
RECT. DUCT m | 10 | 7.3 | m | 0 | RECT. DUCT | 200X200 | . | . | . | VARCF-302 | NO
RECT. DUCT m | 10 | 1.3 | m | 0 | RECT. DUCT | 300X200 | . | . | LOW PRESSURE | VARCF-302/304 | NO
RECT. DUCT m | 10 | 1.3 | m | 0 | RECT. DUCT | 300X200 | . | . | LOW PRESSURE | VARCF-302/304 | NO
RECT. DUCT m | 10 | 11.6 | m | 0 | RECT. DUCT | 300X250 | . | . | . | VARCF-304 | NO
RECT. DUCT m | 10 | 11.4 | m | 0 | RECT. DUCT | 650X450 | . | . | . | VARCF-304 | NO
RECT. DUCT m | 10 | 2.1 | m | 0 | RECT. DUCT | 800X450 | . | . | . | VARCF-304 | NO
RECT. DUCT m | 10 | 4.1 | m | 0 | RECT. DUCT | 900X400 | . | . | . | VARCF-304 | NO
RECT. DUCT m | 10 | 6 | m | 0 | RECT. DUCT | 300X300 | . | . | . | VARCF-304 | NO
RECT. DUCT m | 10 | 4.7 | m | 0 | RECT. DUCT | 350X300 | . | . | . | VARCF-302 | NO
RECT. DUCT m | 10 | 1.9 | m | 0 | RECT. DUCT | 300X200 | . | . | LOW PRESSURE | VARCF-302/304 | NO
RECT. DUCT m | 10 | 2 | m | 0 | RECT. DUCT | 300X200 | . | . | LOW PRESSURE | VARCF-302/304 | NO
RECT. DUCT m | 10 | 7.2 | m | 0 | RECT. DUCT | 250X200 | . | . | . | VARCF-302 | NO
RECT. DUCT m | 10 | 2.7 | m | 0 | RECT. DUCT | 300X200 | . | . | LOW PRESSURE | VARCF-302/304 | NO
RECT. DUCT m | 10 | 2.7 | m | 0 | RECT. DUCT | 300X200 | . | . | LOW PRESSURE | VARCF-302/304 | NO
RECT. DUCT m | 10 | 1.4 | m | 0 | RECT. DUCT | 400X150 | w/ 1” ACOUSTICAL LINING | . | . | TRANSFER DUCT | NO
RECT. DUCT m | 10 | 1.4 | m | 0 | RECT. DUCT | 400X150 | w/ 1” ACOUSTICAL LINING | . | . | TRANSFER DUCT | NO
RECT. DUCT m | 10 | 1.9 | m | 0 | RECT. DUCT | 350X350 | . | . | . | VARCF-304 | NO
RECT. DUCT m | 10 | 0.4 | m | 0 | RECT. DUCT | 200X200 | . | . | . | VACF-301 | NO
RECT. DUCT m | 10 | 0.8 | m | 0 | RECT. DUCT | 325X125 | . | . | . | VARCF-302/304 | NO
RECT. DUCT m | 10 | 0.8 | m | 0 | RECT. DUCT | 325X125 | . | . | . | VARCF-302/304 | NO
RECT. DUCT m | 10 | 0.8 | m | 0 | RECT. DUCT | 325X125 | . | . | . | VARCF-302/304 | NO
RECT. DUCT m | 18 | 2.5 | m | 0 | RECT. DUCT | 300X200 | . | . | LOW PRESSURE | VARCF-304/305 | NO
RECT. DUCT m | 10 | 1.6 | m | 0 | RECT. DUCT | 300X200 | . | . | LOW PRESSURE | VARCF-302/304 | NO
RECT. DUCT m | 33 | 9 | m | 0 | RECT. DUCT | 1422X1067 | . | . | . | VARCF-304 | NO
RECT. DUCT m | 33 | 3 | m | 0 | RECT. DUCT | 1778X1473 | . | . | . | VARCF-304 | NO
RECT. DUCT m | 33 | 5.4 | m | 0 | RECT. DUCT | 2286X2184 | . | . | . | VARCF-304 | NO
RECT. DUCT m | 25 | 1.7 | m | 0 | RECT. DUCT | 457X457 | . | . | BP | VA-333-VA-0001 | NO
RECT. DUCT m | 25 | 18.1 | m | 0 | RECT. DUCT | 2032X1524 | . | 6-SS-16 | . | VARCF-303 | NO
RECT. DUCT m | 25 | 1.7 | m | 0 | RECT. DUCT | 1473X1448 | . | 6-SS-16 | . | VARCF-303 | NO
RECT. DUCT m | 25 | 9.7 | m | 0 | RECT. DUCT | 3048X2794 | . | 6-SS-16 | . | VARCF-303 | NO
RECT. DUCT m | 26 | 27.2 | m | 0 | RECT. DUCT | 2286X1778 | . | . | . | VARCF-304 | NO
RECT. DUCT m | 26 | 2.8 | m | 0 | RECT. DUCT | 1981X864 | . | . | . | VARCF-304 | NO
RECT. DUCT m | 26 | 7.2 | m | 0 | RECT. DUCT | 1829X1118 | . | . | . | VF-361-VF-0001 | NO
RECT. DUCT m | 26 | 9.5 | m | 0 | RECT. DUCT | 1575X1270 | . | . | . | VF-361-VF-0001 | NO
RECT. DUCT m | 26 | 1.7 | m | 0 | RECT. DUCT | 300X200 | . | . | LOW PRESSURE | VF-361-VF-0001 | NO
RECT. DUCT m | 26 | 1 | m | 0 | RECT. DUCT | 700X400 | . | 6-SS-16 | . | VF-361-VF-0001 | NO
RECT. DUCT m | 26 | 1 | m | 0 | RECT. DUCT | 450X400 | . | 6-SS-16 | . | VF-361-VF-0001 | NO
RECT. DUCT m | 26 | 2.2 | m | 0 | RECT. DUCT | 550X250 | . | . | . | VF-361-VF-0001 | NO
RECT. DUCT m | 26 | 8.6 | m | 0 | RECT. DUCT | 1981X1168 | . | 6-SS-16 | . | VARCF-303 | NO
RECT. DUCT m | 26 | 16.1 | m | 0 | RECT. DUCT | 1829X610 | . | 6-SS-16 | . | VARCF-303 | NO
RECT. DUCT m | 26 | 7.2 | m | 0 | RECT. DUCT | 1473X914 | . | 6-SS-16 | . | VACF-301 | NO
RECT. DUCT m | 26 | 2.1 | m | 0 | RECT. DUCT | 1473X914 | . | 6-SS-16 | . | VACF-301 | NO
RECT. DUCT m | 26 | 3.9 | m | 0 | RECT. DUCT | 1150X600 | . | 6-SS-16 | . | VACF-301 | NO
RECT. DUCT m | 26 | 2.4 | m | 0 | RECT. DUCT | 1165X914 | . | . | . | VACF-301 | NO
RECT. DUCT m | 26 | 10.3 | m | 0 | RECT. DUCT | 1981X1219 | . | 6-SS-16 | . | VACF-301 | NO
RECT. DUCT m | 26 | 7.3 | m | 0 | RECT. DUCT | 610X356 | . | 6-SS-16 | . | VE-314-VE-0001 | NO
RECT. DUCT m | 26 | 11.1 | m | 0 | RECT. DUCT | 406X356 | . | 6-SS-16 | . | VE-314-VE-0001 | NO
RECT. DUCT m | 26 | 6.4 | m | 0 | RECT. DUCT | 850X675 | . | . | . | VACF-301 | NO
RECT. DUCT m | 26 | 2.6 | m | 0 | RECT. DUCT | 1753X787 | . | . | . | VARCF-304 | NO
RECT. DUCT m | 26 | 9.1 | m | 0 | RECT. DUCT | 400X375 | . | . | . | VARCF-302 | NO
RECT. DUCT m | 26 | 3.1 | m | 0 | RECT. DUCT | 300X300 | . | . | . | VARCF-302 | NO
RECT. DUCT m | 26 | 8.8 | m | 0 | RECT. DUCT | 300X200 | . | . | . | VARCF-302 | NO
RECT. DUCT m | 26 | 2.1 | m | 0 | RECT. DUCT | 1194X1016 | . | . | . | VARCF-304 | NO
RECT. DUCT m | 26 | 1.8 | m | 0 | RECT. DUCT | 1321X914 | . | . | . | VARCF-304 | NO
RECT. DUCT m | 26 | 3 | m | 0 | RECT. DUCT | 650X300 | . | . | . | VF-362-VF-0001 | NO
RECT. DUCT m | 26 | 0.1 | m | 0 | RECT. DUCT | 900X450 | . | . | . | VF-362-VF-0001 | NO
RECT. DUCT m | 26 | 0.1 | m | 0 | RECT. DUCT | 900X450 | . | . | . | VF-362-VF-0001 | NO
RECT. DUCT m | 26 | 2.5 | m | 0 | RECT. DUCT | 650X500 | . | . | . | VF-362-VF-0001 | NO
RECT. DUCT m | 26 | 1.2 | m | 0 | RECT. DUCT | 1200X800 | . | . | . | VF-362-VF-0001 | NO
RECT. DUCT m | 26 | 8.5 | m | 0 | RECT. DUCT | 650X500 | . | 6-SS-16 | . | VARCF-303 | NO
RECT. DUCT m | 26 | 8.6 | m | 0 | RECT. DUCT | 1219X813 | . | . | . | VARCF-303 | NO
RECT. DUCT m | 26 | 1.2 | m | 0 | RECT. DUCT | 610X356 | . | 6-SS-16 | . | VE-314-VE-0001 | NO
RECT. DUCT m | 26 | 2.1 | m | 0 | RECT. DUCT | 800X400 | . | 6-SS-16 | . | VE-315-VE-0001 | NO
RECT. DUCT m | 26 | 2 | m | 0 | RECT. DUCT | 800X400 | . | 6-SS-16 | . | VE-315-VE-0001 | NO
RECT. DUCT m | 26 | 0.6 | m | 0 | RECT. DUCT | 1300X500 | . | . | MP | VARC-310-VR-0001 | NO
RECT. DUCT m | 33 | 7.8 | m | 0 | RECT. DUCT | 2500X2200 | . | 6-SS-16 | . | VE-315-VE-0001 | NO
RECT. DUCT m | 33 | 2.6 | m | 0 | RECT. DUCT | 1500X986 | . | 6-SS-16 | . | VE-315-VE-0001 | NO
RECT. DUCT m | 33 | 5.3 | m | 0 | RECT. DUCT | 800X400 | . | 6-SS-16 | . | VE-315-VE-0001 | NO
RECT. DUCT m | 33 | 6.4 | m | 0 | RECT. DUCT | 800X400 | . | 6-SS-16 | . | VE-315-VE-0001 | NO
RECT. DUCT m | 27 | 2.5 | m | 0 | RECT. DUCT | 4100X3250 | . | 6-SS-16 | . | VACF-301 | NO
RECT. DUCT m | 27 | 0.3 | m | 0 | RECT. DUCT | 700X500 | . | 6-SS-16 | . | VE-315-VE-0001 | NO
RECT. DUCT m | 27 | 1.5 | m | 0 | RECT. DUCT | 4500X3400 | . | 6-SS-16 | . | VACF-301 | NO
RECT. DUCT m | 27 | 3.5 | m | 0 | RECT. DUCT | 2438X2235 | . | 6-SS-16 | . | VACF-301 | NO
RECT. DUCT m | 27 | 3 | m | 0 | RECT. DUCT | 1524X1016 | . | 6-SS-16 | . | VACF-301 | NO
RECT. DUCT m | 27 | 1.5 | m | 0 | RECT. DUCT | 4500X3400 | . | . | . | VACF-301 | NO
RECT. DUCT m | 27 | 3.8 | m | 0 | RECT. DUCT | 2438X762 | . | 6-SS-16 | . | VACF-301 | NO
RECT. DUCT m | 27 | 5.6 | m | 0 | RECT. DUCT | 914X610 | . | . | . | VACF-301 | NO
RECT. DUCT m | 27 | 11.1 | m | 0 | RECT. DUCT | 1524X1219 | . | 6-SS-16 | . | VACF-301 | NO
RECT. DUCT m | 27 | 2.5 | m | 0 | RECT. DUCT | 500X500 | w/ 1” ACOUSTICAL LINING | 6-SS-16 | . | TRANSFER DUCT | NO
RECT. DUCT m | 24 | 3.5 | m | 0 | RECT. DUCT | 500X400 | . | 6-SS-16 | . | VARCF-303 | NO
RECT. DUCT m | 24 | 0.1 | m | 0 | RECT. DUCT | 900X450 | . | 6-SS-16 | . | VARCF-303 | NO
RECT. DUCT m | 24 | 3.1 | m | 0 | RECT. DUCT | 1200X500 | . | 6-SS-16 | . | VARCF-303 | NO
RECT. DUCT m | 24 | 1.6 | m | 0 | RECT. DUCT | 1154X1013 | . | 6-SS-16 | . | VF-363-VF-0001 | NO
RECT. DUCT m | 24 | 1.6 | m | 0 | RECT. DUCT | 1154X1013 | . | 6-SS-16 | . | VF-369-VF-0001 | NO
RECT. DUCT m | 24 | 0.1 | m | 0 | RECT. DUCT | 700X600 | . | . | . | VF-362-VF-0001 | NO
RECT. DUCT m | 27 | 17.8 | m | 0 | RECT. DUCT | 1067X813 | . | . | MP | VARC-310-VA-0001 | NO
RECT. DUCT m | 27 | 0.2 | m | 0 | RECT. DUCT | 1700X750 | . | . | MP | VARC-310-VA-0001 | NO
RECT. DUCT m | 27 | 13.4 | m | 0 | RECT. DUCT | 2489X1219 | . | . | . | VARCF-302 | NO
RECT. DUCT m | 27 | 4.1 | m | 0 | RECT. DUCT | 1372X813 | . | . | MP | VARC-310-VA-0001 | NO
RECT. DUCT m | 27 | 0.2 | m | 0 | RECT. DUCT | 1700X750 | . | . | MP | VARC-310-VA-0001 | NO
RECT. DUCT m | 27 | 3.9 | m | 0 | RECT. DUCT | 1118X1016 | . | 6-SS-16 | MP | VARC-310-VA-0001 | NO
RECT. DUCT m | 27 | 0.3 | m | 0 | RECT. DUCT | 1800X900 | . | 6-SS-16 | MP | VARC-310-VA-0001 | NO
RECT. DUCT m | 27 | 10.4 | m | 0 | RECT. DUCT | 1118X1016 | . | 6-SS-16 | MP | VARC-310-VA-0001 | NO
RECT. DUCT m | 27 | 8.2 | m | 0 | RECT. DUCT | 2489X1219 | . | . | . | VARCF-302 | NO
RECT. DUCT m | 27 | 1.9 | m | 0 | RECT. DUCT | 1473X1321 | . | . | . | VARCF-302 | NO
RECT. DUCT m | 27 | 8 | m | 0 | RECT. DUCT | 3048X965 | . | . | . | VARCF-302 | NO
RECT. DUCT m | 27 | 6.6 | m | 0 | RECT. DUCT | 1829X1829 | . | 6-SS-16 | . | VARCF-303 | NO
RECT. DUCT m | 27 | 6.6 | m | 0 | RECT. DUCT | 1829X1829 | . | 6-SS-16 | . | VARCF-303 | NO
RECT. DUCT m | 27 | 9.8 | m | 0 | RECT. DUCT | 914X914 | . | 6-SS-16 | . | VACF-301 | NO
RECT. DUCT m | 27 | 4.3 | m | 0 | RECT. DUCT | 1829X610 | . | 6-SS-16 | . | VARCF-303 | NO
RECT. DUCT m | 27 | 3.1 | m | 0 | RECT. DUCT | 1930X1829 | . | 6-SS-16 | . | VARCF-303 | NO
RECT. DUCT m | 27 | 3.6 | m | 0 | RECT. DUCT | 1930X1829 | . | 6-SS-16 | . | VARCF-303 | NO
RECT. DUCT m | 27 | 1.1 | m | 0 | RECT. DUCT | 1300X900 | . | 6-SS-16 | . | VARCF-303 | NO
RECT. DUCT m | 27 | 8.9 | m | 0 | RECT. DUCT | 1219X813 | . | 6-SS-16 | . | VARCF-303 | NO
RECT. DUCT m | 27 | 3.8 | m | 0 | RECT. DUCT | 1956X1168 | . | 6-SS-16 | . | VARCF-303 | NO
RECT. DUCT m | 27 | 15 | m | 0 | RECT. DUCT | 1981X864 | . | . | . | VARCF-304 | NO
RECT. DUCT m | 27 | 6.7 | m | 0 | RECT. DUCT | 1524X1016 | . | 6-SS-16 | . | VACF-301 | NO
RECT. DUCT m | 27 | 15.9 | m | 0 | RECT. DUCT | 914X914 | . | 6-SS-16 | . | VACF-301 | NO
RECT. DUCT m | 27 | 6.1 | m | 0 | RECT. DUCT | 1473X914 | . | 6-SS-16 | . | VE-314-VE-0001 | NO
RECT. DUCT m | 27 | 8.4 | m | 0 | RECT. DUCT | 1524X1016 | . | 6-SS-16 | . | VE-314-VE-0001 | NO
RECT. DUCT m | 27 | 0.1 | m | 0 | RECT. DUCT | 2400X900 | . | 6-SS-16 | MP | VARC-310-VR-0001 | NO
RECT. DUCT m | 27 | 9 | m | 0 | RECT. DUCT | 1016X762 | . | 6-SS-16 | MP | VARC-310-VR-0001 | NO
RECT. DUCT m | 27 | 4.4 | m | 0 | RECT. DUCT | 1118X1016 | . | 6-SS-16 | MP | VARC-310-VR-0001 | NO
RECT. DUCT m | 27 | 0.2 | m | 0 | RECT. DUCT | 2400X900 | . | . | MP | VARC-310-VR-0001 | NO
RECT. DUCT m | 27 | 7.3 | m | 0 | RECT. DUCT | 1118X1016 | . | 6-N-16 | MP | VARC-310-VR-0001 | NO
RECT. DUCT m | 27 | 0.6 | m | 0 | RECT. DUCT | 3000X900 | . | . | MP | VARC-310-VR-0001 | NO
RECT. DUCT m | 27 | 8.9 | m | 0 | RECT. DUCT | 1524X1219 | . | 6-SS-16 | . | VACF-301 | NO
RECT. DUCT m | 29 | 0.9 | m | 0 | RECT. DUCT | 660X457 | . | . | BP | VA-332-VA-0001 | NO
RECT. DUCT m | 6 | 0.3 | m | 0 | RECT. DUCT | 200X200 | . | . | . | VACF-301 | NO
RECT. DUCT m | 6 | 0.4 | m | 0 | RECT. DUCT | 200X200 | . | . | . | VACF-301 | NO
RECT. DUCT m | 6 | 0.4 | m | 0 | RECT. DUCT | 200X200 | . | . | . | VACF-301 | NO
RECT. DUCT m | 6 | 0.4 | m | 0 | RECT. DUCT | 200X200 | . | . | . | VACF-301 | NO
RECT. DUCT m | 6 | 0.5 | m | 0 | RECT. DUCT | 200X200 | . | . | . | VACF-301 | NO
RECT. DUCT m | 6 | 0.4 | m | 0 | RECT. DUCT | 200X200 | . | . | . | VACF-301 | NO
RECT. DUCT m | 6 | 0.4 | m | 0 | RECT. DUCT | 200X200 | . | . | . | VACF-301 | NO
RECT. DUCT m | 6 | 0.4 | m | 0 | RECT. DUCT | 200X200 | . | . | . | VACF-301 | NO
RECT. DUCT m | 6 | 0.4 | m | 0 | RECT. DUCT | 200X200 | . | . | . | VACF-301 | NO
RECT. DUCT m | 7 | 1.5 | m | 0 | RECT. DUCT | 950X350 | w/ 1” ACOUSTICAL LINING | . | . | TRANSFER DUCT | NO
RECT. DUCT m | 6 | 1.2 | m | 0 | RECT. DUCT | 450X200 | w/ 1” ACOUSTICAL LINING | . | . | TRANSFER DUCT | NO
RECT. DUCT m | 6 | 1.5 | m | 0 | RECT. DUCT | 950X350 | w/ 1” ACOUSTICAL LINING | . | . | TRANSFER DUCT | NO
RECT. DUCT m | 6 | 1.2 | m | 0 | RECT. DUCT | 450X200 | w/ 1” ACOUSTICAL LINING | . | . | TRANSFER DUCT | NO
RECT. DUCT m | 6 | 1.2 | m | 0 | RECT. DUCT | 450X200 | w/ 1” ACOUSTICAL LINING | . | . | TRANSFER DUCT | NO
RECT. DUCT m | 9 | 0.3 | m | 0 | RECT. DUCT | 200X75 | . | . | LOW PRESSURE | VFC-347 | NO
RECT. DUCT m | 9 | 0.4 | m | 0 | RECT. DUCT | 250X100 | . | . | LOW PRESSURE | VFC-347 | NO
RECT. DUCT m | 9 | 0.4 | m | 0 | RECT. DUCT | 250X100 | . | . | LOW PRESSURE | VFC-347 | NO
RECT. DUCT m | 9 | 0.4 | m | 0 | RECT. DUCT | 250X100 | . | . | LOW PRESSURE | VFC-347 | NO
RECT. DUCT m | 25 | 4 | m | 0 | RECT. DUCT | 2134X1575 | . | 6-SS-16 | . | VE-331-VE-0001 | NO
RECT. DUCT m | 29 | 0.9 | m | 0 | RECT. DUCT | 457X457 | . | . | BP | VA-334-VA-0001 | NO
RECT. DUCT m | 26 | 2.2 | m | 0 | RECT. DUCT | 1500X1500 | . | . | . | VARCF-302 | NO
RECT. DUCT m | 26 | 0.2 | m | 0 | RECT. DUCT | 1500X1500 | . | . | . | VARCF-303 | NO
RECT. DUCT m | 26 | 0.4 | m | 0 | RECT. DUCT | 1500X1400 | . | . | . | VARCF-302 | NO
RECT. DUCT m | 26 | 0.5 | m | 0 | RECT. DUCT | 1500X1400 | . | . | . | VARCF-303 | NO
RECT. DUCT m | 24 | 0.5 | m | 0 | RECT. DUCT | 1500X1500 | . | . | . | VARCF-305 | NO
RECT. DUCT m | 27 | 5.3 | m | 0 | RECT. DUCT | 1981X1524 | . | . | . | VARCF-302 | NO
RECT. DUCT m | 27 | 0.9 | m | 0 | RECT. DUCT | 813X813 | . | . | MP | VARC-310-VA-0001 | NO
RECT. DUCT m | 26 | 0.1 | m | 0 | RECT. DUCT | 900X450 | . | . | . | VARCF-303 | NO
RECT. DUCT m | 24 | 5.2 | m | 0 | RECT. DUCT | 610X356 | . | 6-SS-16 | . | VE-314-VE-0001 | NO
RECT. DUCT m | 26 | 1.9 | m | 0 | RECT. DUCT | 1300X900 | . | 6-SS-16 | . | VARCF-303 | NO
RECT. DUCT m | 19 | 3.9 | m | 0 | RECT. DUCT | 550X250 | . | . | . | VARCF-302 | NO
RECT. DUCT m | 16 | 0.3 | m | 0 | RECT. DUCT | 200X200 | . | . | . | VACF-301 | NO
RECT. DUCT m | 16 | 0.3 | m | 0 | RECT. DUCT | 200X200 | . | . | . | VACF-301 | NO
RECT. DUCT m | 15 | 0.1 | m | 0 | RECT. DUCT | 650X250 | . | . | . | VARCF-303 | NO
RECT. DUCT m | 15 | 3.4 | m | 0 | RECT. DUCT | 200X150 | . | 6-SS-16 | LOW PRESSURE | VE-314-VE-0001 | NO
RECT. DUCT m | 15 | 0 | m | 0 | RECT. DUCT | 200X150 | . | . | LOW PRESSURE | VARCF-304/305 | NO
RECT. DUCT m | 15 | 3.7 | m | 0 | RECT. DUCT | 250X300 | . | . | . | VARCF-304 | NO
RECT. DUCT m | 15 | 0.2 | m | 0 | RECT. DUCT | 250X100 | w/ 1” ACOUSTICAL LINING | . | . | TRANSFER DUCT | NO
RECT. DUCT m | 15 | 0.2 | m | 0 | RECT. DUCT | 250X100 | w/ 1” ACOUSTICAL LINING | . | . | TRANSFER DUCT | NO
RECT. DUCT m | 15 | 0.3 | m | 0 | RECT. DUCT | 350X350 | . | . | BP | VA-333-VA-0001 | NO
RECT. DUCT m | 12 | 7.4 | m | 0 | RECT. DUCT | 300X300 | . | . | . | VARCF-304 | NO
RECT. DUCT m | 12 | 0.1 | m | 0 | RECT. DUCT | 650X250 | . | . | . | VARCF-303 | NO
RECT. DUCT m | 10 | 1.1 | m | 0 | RECT. DUCT | 200X200 | . | . | . | VACF-301 | NO
RECT. DUCT m | 9 | 0.3 | m | 0 | RECT. DUCT | 200X75 | . | . | LOW PRESSURE | VFC-347 | NO
RECT. DUCT m | 9 | 0.3 | m | 0 | RECT. DUCT | 200X75 | . | . | LOW PRESSURE | VFC-347 | NO
RECT. DUCT m | 9 | 0.3 | m | 0 | RECT. DUCT | 200X75 | . | . | LOW PRESSURE | VFC-347 | NO
RECT. DUCT m | 6 | 6.4 | m | 0 | RECT. DUCT | 700X450 | . | . | . | VARCF-304 | NO
RECT. DUCT m | 6 | 5.8 | m | 0 | RECT. DUCT | 350X300 | . | . | . | VARCF-304 | NO
RECT. DUCT m | 2 | 2.7 | m | 0 | RECT. DUCT | 250X200 | . | . | . | VARCF-304 | NO
RECT. DUCT m | 2 | 1.4 | m | 0 | RECT. DUCT | 400X150 | w/ 1” ACOUSTICAL LINING | . | . | TRANSFER DUCT | NO
RECT. DUCT m | 15 | 0.3 | m | 0 | RECT. DUCT | 200X75 | . | . | LOW PRESSURE | VFC-344 | NO
RECT. DUCT m | 15 | 0.3 | m | 0 | RECT. DUCT | 250X100 | . | . | LOW PRESSURE | VFC-344 | NO
RECT. DUCT m | 15 | 0.3 | m | 0 | RECT. DUCT | 250X100 | . | . | LOW PRESSURE | VFC-344 | NO
RECT. DUCT m | 15 | 0.3 | m | 0 | RECT. DUCT | 200X75 | . | . | LOW PRESSURE | VFC-344 | NO
RECT. DUCT m | 15 | 10.7 | m | 0 | RECT. DUCT | 200X200 | . | . | . | VARCF-304/305 | NO
RECT. DUCT m | 15 | 0.3 | m | 0 | RECT. DUCT | 200X75 | . | . | LOW PRESSURE | VFC-344 | NO
RECT. DUCT m | 15 | 0.3 | m | 0 | RECT. DUCT | 250X100 | . | . | LOW PRESSURE | VFC-344 | NO
RECT. DUCT m | 15 | 0.3 | m | 0 | RECT. DUCT | 250X100 | . | . | LOW PRESSURE | VFC-344 | NO
RECT. DUCT m | 16 | 3.3 | m | 0 | RECT. DUCT | 400X300 | . | . | . | VARCF-302 | NO
RISERS | 2 | 0 | . | 1 | RISERS | 350X250 | . | . | . | VA-332-VA-0001 | NO
RISERS | 2 | 0 | . | 1 | RISERS | 356X254 | . | . | . | VA-334-VA-0001 | NO
RISERS | 2 | 0 | . | 1 | RISERS | 200X200 | . | . | . | VE-314-VE-0001 | NO
RISERS | 3 | 0 | . | 1 | RISERS | 610X356 | . | . | . | VACF-301 | NO
RISERS | 3 | 0 | . | 1 | RISERS | 1219X508 | . | . | . | VARCF-305 | NO
RISERS | 3 | 0 | . | 1 | RISERS | 914X610 | . | . | . | VARCF-304 | NO
RISERS | 3 | 0 | . | 1 | RISERS | 600X300 | . | . | . | VF-364-VF-0001 | NO
RISERS | 3 | 0 | . | 1 | RISERS | 600X400 | . | . | . | VF-364-VF-0001 | NO
RISERS | 3 | 0 | . | 1 | RISERS | 550X450 | . | . | . | VARC-311-VR-0001 | NO
RISERS | 3 | 0 | . | 1 | RISERS | 1250X550 | . | . | . | VARC-312-VR-0001 | NO
RISERS | 3 | 0 | . | 1 | RISERS | 1219X813 | . | . | . | VF-365-VF-0001 | NO
RISERS | 3 | 0 | . | 1 | RISERS | 300X250 | . | . | . | VARC-311/312-VA-0001 | NO
RISERS | 3 | 0 | . | 1 | RISERS | 300X250 | . | . | . | VARC-311/312-VA-0001 | NO
RISERS | 3 | 0 | . | 1 | RISERS | 1350X1219 | . | . | . | VARC-311/312-VA-0001 | NO
RISERS | 5 | 0 | . | 1 | RISERS | 350X350 | . | . | . | VE-309-VE-0001 | NO
RISERS | 5 | 0 | . | 1 | RISERS | 200X200 | . | . | . | VE-314-VE-0001 | NO
RISERS | 5 | 0 | . | 1 | RISERS | 450X450 | . | . | . | VE-308-VE-0001 | NO
RISERS | 7 | 0 | . | 1 | RISERS | 250 | . | . | . | VARCF-304 | NO
RISERS | 7 | 0 | . | 1 | RISERS | 250 | . | . | . | VARCF-302 | NO
RISERS | 7 | 0 | . | 3 | RISERS | 600X250 | w/ 1” ACOUSTICAL LINING | . | . | TRANSFER DUCT | NO
RISERS | 7 | 0 | . | 1 | RISERS | 400X375 | . | . | . | VARCF-302/304 | NO
RISERS | 7 | 0 | . | 1 | RISERS | 125 | w/ 1” ACOUSTICAL LINING | . | . | TRANSFER DUCT | NO
RISERS | 7 | 0 | . | 1 | RISERS | 125 | w/ 1” ACOUSTICAL LINING | . | . | TRANSFER DUCT | NO
RISERS | 7 | 0 | . | 1 | RISERS | 125 | w/ 1” ACOUSTICAL LINING | . | . | TRANSFER DUCT | NO
RISERS | 7 | 0 | . | 1 | RISERS | 450X300 | . | . | . | VARCF-302/304 | NO
RISERS | 7 | 0 | . | 1 | RISERS | 300X200 | . | . | . | VARCF-302/304 | NO
RISERS | 7 | 0 | . | 1 | RISERS | 300X200 | . | . | . | VARCF-302/304 | NO
RISERS | 7 | 0 | . | 1 | RISERS | 300X200 | . | . | . | VARCF-302/304 | NO
RISERS | 7 | 0 | . | 3 | RISERS | 300X200 | . | . | . | VARCF-302/304 | NO
RISERS | 7 | 0 | . | 1 | RISERS | 300X250 | . | . | . | VARCF-302/304 | NO
RISERS | 7 | 0 | . | 1 | RISERS | 350X300 | . | . | . | VARCF-302/304 | NO
RISERS | 7 | 0 | . | 1 | RISERS | 300X250 | . | . | . | VARCF-302/304 | NO
RISERS | 7 | 0 | . | 1 | RISERS | 300X200 | . | . | . | VARCF-302/304 | NO
RISERS | 7 | 0 | . | 1 | RISERS | 150X150 | w/ 1” ACOUSTICAL LINING | . | . | TRANSFER DUCT | NO
RISERS | 7 | 0 | . | 1 | RISERS | 400X200 | w/ 1” ACOUSTICAL LINING | . | . | TRANSFER DUCT | NO
RISERS | 7 | 0 | . | 1 | RISERS | 400X200 | w/ 1” ACOUSTICAL LINING | . | . | TRANSFER DUCT | NO
RISERS | 7 | 0 | . | 1 | RISERS | 150X150 | w/ 1” ACOUSTICAL LINING | . | . | TRANSFER DUCT | NO
RISERS | 5 | 0 | . | 1 | RISERS | 1000X500 | . | . | . | VARCF-304 | NO
RISERS | 6 | 0 | . | 1 | RISERS | 300X200 | . | . | . | VARCF-302/304 | NO
RISERS | 6 | 0 | . | 1 | RISERS | 1000X700 | . | . | . | VARCF-304 | NO
RISERS | 6 | 0 | . | 1 | RISERS | 1000X800 | . | . | . | VARCF-302 | NO
RISERS | 5 | 0 | . | 1 | RISERS | 356X254 | . | . | . | VA-334-VA-0001 | NO
RISERS | 5 | 0 | . | 1 | RISERS | 200X200 | . | . | . | VE-314-VE-0001 | NO
RISERS | 21 | 0 | . | 1 | RISERS | 1626X1422 | . | . | . | VARCF-303 | NO
RISERS | 21 | 0 | . | 1 | RISERS | 1575X1981 | . | . | . | VARCF-305 | NO
RISERS | 21 | 0 | . | 1 | RISERS | 1422X1067 | . | . | . | VARCF-304 | NO
RISERS | 21 | 0 | . | 1 | RISERS | 559X406 | . | . | . | VE-314-VE-0001 | NO
RISERS | 21 | 0 | . | 1 | RISERS | 356X356 | . | . | . | VE-309-VE-0001 | NO
RISERS | 21 | 0 | . | 1 | RISERS | 305 | . | . | . | VE-314-VE-0001 | NO
RISERS | 21 | 0 | . | 1 | RISERS | 450X450 | . | . | . | VE-308-VE-0001 | NO
RISERS | 21 | 0 | . | 1 | RISERS | 1524X813 | . | . | . | VARCF-303 | NO
RISERS | 21 | 0 | . | 1 | RISERS | 1829X1829 | . | . | . | VARCF-304 | NO
RISERS | 21 | 0 | . | 1 | RISERS | 610X406 | . | . | LOW PRESSURE | VFC-341 | NO
RISERS | 21 | 0 | . | 1 | RISERS | 610X406 | . | . | LOW PRESSURE | VFC-341 | NO
RISERS | 21 | 0 | . | 1 | RISERS | 660X457 | . | . | . | VA-332-VA-0001 | NO
RISERS | 21 | 0 | . | 1 | RISERS | 800X600 | w/ 1” ACOUSTICAL LINING | . | . | TRANSFER DUCT | NO
RISERS | 21 | 0 | . | 1 | RISERS | 700X450 | . | . | . | VARC-310-VA-0001 | NO
RISERS | 21 | 0 | . | 1 | RISERS | 1200X650 | w/ 1” ACOUSTICAL LINING | . | . | TRANSFER DUCT | NO
RISERS | 19 | 0 | . | 1 | RISERS | 3048X813 | . | . | . | VARCF-302 | NO
RISERS | 19 | 0 | . | 1 | RISERS | 1321X813 | . | . | . | VARCF-304 | NO
RISERS | 24 | 0 | . | 1 | RISERS | 2286X2184 | . | . | . | VARCF-304 | NO
RISERS | 24 | 0 | . | 1 | RISERS | 1829X1829 | . | . | . | VARCF-304 | NO
RISERS | 24 | 0 | . | 1 | RISERS | 200X200 | . | . | . | VARCF-302 | NO
RISERS | 24 | 0 | . | 1 | RISERS | 457X457 | . | . | . | VA-334-VA-0001 | NO
RISERS | 24 | 0 | . | 1 | RISERS | 4572X2032 | . | . | . | VARCF-304/305 | NO
RISERS | 24 | 0 | . | 1 | RISERS | 2032X1524 | . | . | . | VARCF-303 | NO
RISERS | 24 | 0 | . | 1 | RISERS | 356X356 | . | . | . | VE-309-VE-0001 | NO
RISERS | 24 | 0 | . | 1 | RISERS | 660X457 | . | . | . | VA-332-VA-0001 | NO
RISERS | 25 | 0 | . | 1 | RISERS | 660X457 | . | . | . | VA-332-VA-0001 | NO
RISERS | 22 | 0 | . | 1 | RISERS | 3048X762 | . | . | . | VARCF-302 | NO
RISERS | 22 | 0 | . | 1 | RISERS | 1194X762 | . | . | . | VARCF-304 | NO
RISERS | 22 | 0 | . | 1 | RISERS | 1986X1168 | . | . | . | VARCF-303 | NO
RISERS | 22 | 0 | . | 1 | RISERS | 762X635 | . | . | . | VACF-301 | NO
RISERS | 22 | 0 | . | 1 | RISERS | 406X356 | . | . | . | VE-314-VE-0001 | NO
RISERS | 22 | 0 | . | 1 | RISERS | 1981X864 | . | . | . | VARCF-304 | NO
RISERS | 22 | 0 | . | 1 | RISERS | 1981X1168 | . | . | . | VARCF-303 | NO
RISERS | 22 | 0 | . | 1 | RISERS | 1880X1067 | . | . | . | VF-361-VF-0001 | NO
RISERS | 22 | 0 | . | 1 | RISERS | 1350X450 | . | . | . | VARCF-303 | NO
RISERS | 21 | 0 | . | 1 | RISERS | 1016X254 | . | . | . | VA-334-VA-0001 | NO
RISERS | 22 | 0 | . | 1 | RISERS | 813X254 | w/ 1” ACOUSTICAL LINING | . | . | TRANSFER DUCT | NO
RISERS | 24 | 0 | . | 1 | RISERS | 3251X1575 | . | . | . | VARCF-305 | NO
RISERS | 6 | 0 | . | 1 | RISERS | 1950X650 | . | . | . | VARCF-302 | NO
RISERS | 6 | 0 | . | 1 | RISERS | 711X457 | . | . | . | VACF-301 | NO
RISERS | 6 | 0 | . | 1 | RISERS | 356X203 | . | . | . | VE-314-VE-0001 | NO
RISERS | 6 | 0 | . | 1 | RISERS | 125 | . | . | . | VARCF-304/305 | NO
RISERS | 6 | 0 | . | 1 | RISERS | 125 | . | . | . | VARCF-304/305 | NO
RISERS | 6 | 0 | . | 1 | RISERS | 125 | . | . | . | VARCF-304/305 | NO
RISERS | 6 | 0 | . | 1 | RISERS | 2000X900 | . | . | . | VARCF-303 | NO
RISERS | 6 | 0 | . | 1 | RISERS | 813X254 | w/ 1” ACOUSTICAL LINING | . | . | TRANSFER DUCT | NO
RISERS | 6 | 0 | . | 1 | RISERS | 914X813 | . | . | . | VARCF-303 | NO
RISERS | 5 | 0 | . | 1 | RISERS | 1118X660 | . | . | . | VARCF-305 | NO
RISERS | 19 | 0 | . | 1 | RISERS | 1321X1321 | . | . | . | VARCF-302 | NO
RISERS | 19 | 0 | . | 1 | RISERS | 1930X1118 | . | . | . | VARCF-303 | NO
RISERS | 19 | 0 | . | 1 | RISERS | 813X254 | w/ 1” ACOUSTICAL LINING | . | . | TRANSFER DUCT | NO
RISERS | 19 | 0 | . | 1 | RISERS | 1727X864 | . | . | . | VARCF-304 | NO
RISERS | 19 | 0 | . | 1 | RISERS | 1626X1092 | . | . | . | VARCF-303 | NO
RISERS | 19 | 0 | . | 1 | RISERS | 356X254 | . | . | . | VE-314-VE-0001 | NO
RISERS | 19 | 0 | . | 1 | RISERS | 711X711 | . | . | . | VACF-301 | NO
RISERS | 18 | 0 | . | 1 | RISERS | 711X305 | . | . | . | VA-333-VA-0001 | NO
RISERS | 18 | 0 | . | 1 | RISERS | 450X450 | . | . | . | VE-308-VE-0001 | NO
RISERS | 18 | 0 | . | 1 | RISERS | 1422X864 | . | . | . | VARCF-304 | NO
RISERS | 18 | 0 | . | 1 | RISERS | 450X400 | . | . | . | VE-314-VE-0001 | NO
RISERS | 18 | 0 | . | 1 | RISERS | 356X356 | . | . | . | VE-309-VE-0001 | NO
RISERS | 18 | 0 | . | 1 | RISERS | 305 | . | . | . | VE-314-VE-0001 | NO
RISERS | 18 | 0 | . | 1 | RISERS | 1626X1422 | . | . | . | VARCF-303 | NO
RISERS | 18 | 0 | . | 1 | RISERS | 1778X1575 | . | . | . | VARCF-305 | NO
RISERS | 18 | 0 | . | 1 | RISERS | 600X450 | . | . | . | VA-332-VA-0001 | NO
RISERS | 18 | 0 | . | 1 | RISERS | 800X600 | w/ 1” ACOUSTICAL LINING | . | . | TRANSFER DUCT | NO
RISERS | 18 | 0 | . | 1 | RISERS | 914X254 | . | . | . | VA-334-VA-0001 | NO
RISERS | 15 | 0 | . | 1 | RISERS | 450X450 | . | . | . | VE-308-VE-0001 | NO
RISERS | 15 | 0 | . | 1 | RISERS | 1473X1422 | . | . | . | VARCF-305 | NO
RISERS | 15 | 0 | . | 1 | RISERS | 1626X1118 | . | . | . | VARCF-303 | NO
RISERS | 15 | 0 | . | 1 | RISERS | 450X300 | . | . | . | VE-314-VE-0001 | NO
RISERS | 15 | 0 | . | 1 | RISERS | 356X356 | . | . | . | VE-309-VE-0001 | NO
RISERS | 15 | 0 | . | 1 | RISERS | 305 | . | . | . | VE-314-VE-0001 | NO
RISERS | 15 | 0 | . | 1 | RISERS | 1422X864 | . | . | . | VARCF-304 | NO
RISERS | 15 | 0 | . | 1 | RISERS | 500X450 | . | . | . | VA-332-VA-0001 | NO
RISERS | 15 | 0 | . | 1 | RISERS | 800X400 | w/ 1” ACOUSTICAL LINING | . | . | TRANSFER DUCT | NO
RISERS | 15 | 0 | . | 1 | RISERS | 813X254 | . | . | . | VA-334-VA-0001 | NO
RISERS | 15 | 0 | . | 1 | RISERS | 711X254 | . | . | . | VA-333-VA-0001 | NO
RISERS | 16 | 0 | . | 1 | RISERS | 1730X860 | . | . | . | VARCF-304 | NO
RISERS | 16 | 0 | . | 1 | RISERS | 1626X1092 | . | . | . | VARCF-303 | NO
RISERS | 16 | 0 | . | 1 | RISERS | 711X660 | . | . | . | VACF-301 | NO
RISERS | 16 | 0 | . | 1 | RISERS | 800X400 | . | . | . | VARCF-303 | NO
RISERS | 16 | 0 | . | 1 | RISERS | 2692X813 | . | . | . | VARCF-302 | NO
RISERS | 16 | 0 | . | 1 | RISERS | 1219X813 | . | . | . | VARCF-304 | NO
RISERS | 16 | 0 | . | 1 | RISERS | 813X254 | w/ 1” ACOUSTICAL LINING | . | . | TRANSFER DUCT | NO
RISERS | 16 | 0 | . | 1 | RISERS | 1930X1016 | . | . | . | VARCF-303 | NO
RISERS | 16 | 0 | . | 1 | RISERS | 1321X1168 | . | . | . | VARCF-302 | NO
RISERS | 12 | 0 | . | 1 | RISERS | 1168X864 | . | . | . | VARCF-304 | NO
RISERS | 12 | 0 | . | 1 | RISERS | 450X250 | . | . | . | VE-314-VE-0001 | NO
RISERS | 12 | 0 | . | 1 | RISERS | 450X450 | . | . | . | VE-308-VE-0001 | NO
RISERS | 12 | 0 | . | 1 | RISERS | 508X254 | . | . | . | VA-333-VA-0001 | NO
RISERS | 12 | 0 | . | 1 | RISERS | 1473X1422 | . | . | . | VARCF-305 | NO
RISERS | 12 | 0 | . | 1 | RISERS | 1626X762 | . | . | . | VARCF-303 | NO
RISERS | 12 | 0 | . | 1 | RISERS | 300X300 | . | . | . | VE-331-VE-0003 | NO
RISERS | 12 | 0 | . | 1 | RISERS | 356X356 | . | . | . | VE-309-VE-0001 | NO
RISERS | 12 | 0 | . | 1 | RISERS | 305 | . | . | . | VE-314-VE-0001 | NO
RISERS | 12 | 0 | . | 1 | RISERS | 610X254 | . | . | . | VA-334-VA-0001 | NO
RISERS | 12 | 0 | . | 1 | RISERS | 800X300 | w/ 1” ACOUSTICAL LINING | . | . | TRANSFER DUCT | NO
RISERS | 12 | 0 | . | 1 | RISERS | 450X400 | . | . | . | VA-332-VA-0001 | NO
RISERS | 13 | 0 | . | 1 | RISERS | 965X1321 | . | . | . | VARCF-302 | NO
RISERS | 13 | 0 | . | 1 | RISERS | 2286X813 | . | . | . | VARCF-302 | NO
RISERS | 13 | 0 | . | 1 | RISERS | 914X813 | . | . | . | VARCF-304 | NO
RISERS | 13 | 0 | . | 1 | RISERS | 1473X864 | . | . | . | VARCF-304 | NO
RISERS | 13 | 0 | . | 1 | RISERS | 1650X970 | . | . | . | VARCF-303 | NO
RISERS | 13 | 0 | . | 1 | RISERS | 711X610 | . | . | . | VACF-301 | NO
RISERS | 13 | 0 | . | 1 | RISERS | 1626X864 | . | . | . | VARCF-303 | NO
RISERS | 13 | 0 | . | 1 | RISERS | 813X254 | w/ 1” ACOUSTICAL LINING | . | . | TRANSFER DUCT | NO
RISERS | 13 | 0 | . | 1 | RISERS | 800X300 | . | . | . | VARCF-303 | NO
RISERS | 13 | 0 | . | 1 | RISERS | 356X254 | . | . | . | VE-314-VE-0001 | NO
RISERS | 9 | 0 | . | 1 | RISERS | 406X203 | . | . | . | VA-333-VA-0001 | NO
RISERS | 9 | 0 | . | 1 | RISERS | 305 | . | . | . | VE-314-VE-0001 | NO
RISERS | 9 | 0 | . | 1 | RISERS | 356X356 | . | . | . | VE-309-VE-0001 | NO
RISERS | 9 | 0 | . | 1 | RISERS | 300X250 | . | . | . | VE-314-VE-0001 | NO
RISERS | 9 | 0 | . | 1 | RISERS | 1422X1219 | . | . | . | VARCF-305 | NO
RISERS | 9 | 0 | . | 1 | RISERS | 457X254 | . | . | . | VA-334-VA-0001 | NO
RISERS | 9 | 0 | . | 1 | RISERS | 450X400 | . | . | . | VA-332-VA-0001 | NO
RISERS | 9 | 0 | . | 1 | RISERS | 800X300 | w/ 1” ACOUSTICAL LINING | . | . | TRANSFER DUCT | NO
RISERS | 9 | 0 | . | 1 | RISERS | 965X864 | . | . | . | VARCF-304 | NO
RISERS | 9 | 0 | . | 2 | RISERS | 1524X508 | . | . | . | VARCF-303 | NO
RISERS | 10 | 0 | . | 1 | RISERS | 914X813 | . | . | . | VE-314-VE-0001 | NO
RISERS | 10 | 0 | . | 1 | RISERS | 711X457 | . | . | . | VACF-301 | NO
RISERS | 10 | 0 | . | 1 | RISERS | 800X300 | . | . | . | VARCF-303 | NO
RISERS | 10 | 0 | . | 1 | RISERS | 813X254 | w/ 1” ACOUSTICAL LINING | . | . | TRANSFER DUCT | NO
RISERS | 10 | 0 | . | 1 | RISERS | 1626X711 | . | . | . | VARCF-303 | NO
RISERS | 10 | 0 | . | 1 | RISERS | 1321X813 | . | . | . | VARCF-302 | NO
RISERS | 10 | 0 | . | 1 | RISERS | 1219X864 | . | . | . | VARCF-304 | NO
RISERS | 10 | 0 | . | 1 | RISERS | 1270X838 | . | . | . | VARCF-303 | NO
RISERS | 10 | 0 | . | 1 | RISERS | 1950X813 | . | . | . | VARCF-304 | NO
RISERS | 10 | 0 | . | 1 | RISERS | 1950X813 | . | . | . | VARCF-302 | NO
RISERS | 24 | 0 | . | 1 | RISERS | 635X356 | . | . | . | VA-333-VA-0001 | NO
RISERS | 25 | 0 | . | 1 | RISERS | 881 | . | . | . | VE-331-VE-0001 | NO
RISERS | 25 | 0 | . | 1 | RISERS | 881 | . | . | . | VE-331-VE-0002 | NO
RISERS | 25 | 0 | . | 1 | RISERS | 457X457 | . | . | . | VA-333-VA-0001 | NO
RISERS | 26 | 0 | . | 1 | RISERS | 1981X864 | . | . | . | VARCF-304 | NO
RISERS | 26 | 0 | . | 1 | RISERS | 4978X2032 | . | . | . | VARCF-302/303 | NO
RISERS | 26 | 0 | . | 1 | RISERS | 3200X1626 | . | . | . | VARCF-302 | NO
RISERS | 26 | 0 | . | 1 | RISERS | 1829X1118 | . | . | . | VF-361-VF-0001 | NO
RISERS | 26 | 0 | . | 1 | RISERS | 813X254 | w/ 1” ACOUSTICAL LINING | . | . | TRANSFER DUCT | NO
RISERS | 26 | 0 | . | 1 | RISERS | 1981X1168 | . | . | . | VARCF-303 | NO
RISERS | 26 | 0 | . | 1 | RISERS | 1829X610 | . | . | . | VARCF-303 | NO
RISERS | 26 | 0 | . | 1 | RISERS | 1524X1016 | . | . | . | VACF-301 | NO
RISERS | 26 | 0 | . | 1 | RISERS | 1524X1219 | . | . | . | VACF-301 | NO
RISERS | 26 | 0 | . | 1 | RISERS | 1524X1219 | . | . | . | VACF-301 | NO
RISERS | 26 | 0 | . | 1 | RISERS | 1300X900 | . | . | . | VARCF-303 | NO
RISERS | 26 | 0 | . | 1 | RISERS | 1956X1168 | . | . | . | VARCF-303 | NO
RISERS | 26 | 0 | . | 1 | RISERS | 1194X1016 | . | . | . | VARCF-304 | NO
RISERS | 26 | 0 | . | 1 | RISERS | 1219X813 | . | . | . | VARCF-303 | NO
RISERS | 26 | 0 | . | 2 | RISERS | 800X400 | . | . | . | VE-315-VE-0001 | NO
RISERS | 26 | 0 | . | 1 | RISERS | 3000X2000 | w/ 1” ACOUSTICAL LINING | . | . | TRANSFER DUCT | NO
RISERS | 25 | 0 | . | 1 | RISERS | 457X457 | . | . | . | VA-334-VA-0001 | NO
RISERS | 27 | 0 | . | 1 | RISERS | 1829X610 | . | . | . | VARCF-303 | NO
RISERS | 27 | 0 | . | 1 | RISERS | 1219X813 | . | . | . | VARCF-303 | NO
RISERS | 30 | 0 | . | 1 | RISERS | 500X500 | . | . | . | VE-307-VE-0001 | NO
RISERS | 16 | 0 | . | 1 | RISERS | 356X254 | . | . | . | VE-314-VE-0001 | NO
RISERS | 5 | 0 | . | 1 | RISERS | 350X250 | . | . | . | VA-332-VA-0001 | NO
SPIRAL DUCT | 2 | 2.2 | ft | 0 | SPIRAL DUCT | 150 | . | . | LOW PRESSURE | VARCF-304/305 | NO
SPIRAL DUCT | 2 | 1 | ft | 0 | SPIRAL DUCT | 150 | . | . | . | VARCF-304 | NO
SPIRAL DUCT | 2 | 1.1 | ft | 0 | SPIRAL DUCT | 150 | . | . | . | VARCF-305 | NO
SPIRAL DUCT | 2 | 5.7 | ft | 0 | SPIRAL DUCT | 150 | . | . | . | VARCF-304 | NO
SPIRAL DUCT | 2 | 6 | ft | 0 | SPIRAL DUCT | 150 | . | . | . | VARCF-305 | NO
SPIRAL DUCT | 2 | 1.9 | ft | 0 | SPIRAL DUCT | 150 | . | . | LOW PRESSURE | VARCF-304/305 | NO
SPIRAL DUCT | 2 | 2 | ft | 0 | SPIRAL DUCT | 150 | . | . | LOW PRESSURE | VARCF-304/305 | NO
SPIRAL DUCT | 2 | 7.8 | ft | 0 | SPIRAL DUCT | 150 | . | . | . | VARCF-305 | NO
SPIRAL DUCT | 2 | 7.3 | ft | 0 | SPIRAL DUCT | 150 | . | . | . | VARCF-304 | NO
SPIRAL DUCT | 2 | 2.8 | ft | 0 | SPIRAL DUCT | 150 | . | . | LOW PRESSURE | VARCF-304/305 | NO
SPIRAL DUCT | 2 | 0.9 | ft | 0 | SPIRAL DUCT | 200 | . | . | LOW PRESSURE | VARCF-304/305 | NO
SPIRAL DUCT | 2 | 0.9 | ft | 0 | SPIRAL DUCT | 200 | . | . | LOW PRESSURE | VARCF-304/305 | NO
SPIRAL DUCT | 2 | 1 | ft | 0 | SPIRAL DUCT | 200 | . | . | LOW PRESSURE | VARCF-304/305 | NO
SPIRAL DUCT | 2 | 3.2 | ft | 0 | SPIRAL DUCT | 150 | . | . | . | VARCF-304/305 | NO
SPIRAL DUCT | 2 | 7.7 | ft | 0 | SPIRAL DUCT | 200 | . | . | . | VARCF-305 | NO
SPIRAL DUCT | 2 | 0.8 | ft | 0 | SPIRAL DUCT | 200 | . | . | . | VARCF-304 | NO
SPIRAL DUCT | 2 | 3.2 | ft | 0 | SPIRAL DUCT | 150 | . | . | . | VARCF-304 | NO
SPIRAL DUCT | 2 | 4.7 | ft | 0 | SPIRAL DUCT | 150 | . | . | . | VARCF-305 | NO
SPIRAL DUCT | 2 | 0.7 | ft | 0 | SPIRAL DUCT | 150 | . | . | LOW PRESSURE | VARCF-304/305 | NO
SPIRAL DUCT | 2 | 1.7 | ft | 0 | SPIRAL DUCT | 300 | . | . | . | VARCF-305 | NO
SPIRAL DUCT | 2 | 6.3 | ft | 0 | SPIRAL DUCT | 250 | . | . | LOW PRESSURE | VARCF-304/305 | NO
SPIRAL DUCT | 2 | 2.2 | ft | 0 | SPIRAL DUCT | 250 | . | . | LOW PRESSURE | VARCF-304/305 | NO
SPIRAL DUCT | 2 | 7.4 | ft | 0 | SPIRAL DUCT | 250 | . | . | LOW PRESSURE | VARCF-304/305 | NO
SPIRAL DUCT | 2 | 6.1 | ft | 0 | SPIRAL DUCT | 250 | . | . | LOW PRESSURE | VARCF-304/305 | NO
SPIRAL DUCT | 2 | 1.6 | ft | 0 | SPIRAL DUCT | 250 | . | . | LOW PRESSURE | VARCF-304/305 | NO
SPIRAL DUCT | 2 | 1.7 | ft | 0 | SPIRAL DUCT | 300 | . | . | . | VARCF-305 | NO
SPIRAL DUCT | 2 | 8.2 | ft | 0 | SPIRAL DUCT | 150 | . | . | . | VARCF-304 | NO
SPIRAL DUCT | 2 | 3.3 | ft | 0 | SPIRAL DUCT | 150 | . | . | . | VARCF-305 | NO
SPIRAL DUCT | 2 | 3.2 | ft | 0 | SPIRAL DUCT | 150 | . | . | LOW PRESSURE | VARCF-304/305 | NO
SPIRAL DUCT | 2 | 2.8 | ft | 0 | SPIRAL DUCT | 150 | . | . | . | VARCF-304 | NO
SPIRAL DUCT | 2 | 1.6 | ft | 0 | SPIRAL DUCT | 150 | . | . | . | VARCF-305 | NO
SPIRAL DUCT | 2 | 2.3 | ft | 0 | SPIRAL DUCT | 150 | . | . | LOW PRESSURE | VARCF-304/305 | NO
SPIRAL DUCT | 2 | 1.1 | ft | 0 | SPIRAL DUCT | 300 | . | . | . | VARCF-304 | NO
SPIRAL DUCT | 2 | 5 | ft | 0 | SPIRAL DUCT | 300 | . | . | . | VARCF-305 | NO
SPIRAL DUCT | 2 | 8.3 | ft | 0 | SPIRAL DUCT | 250 | . | . | LOW PRESSURE | VARCF-304/305 | NO
SPIRAL DUCT | 2 | 4.5 | ft | 0 | SPIRAL DUCT | 250 | . | . | LOW PRESSURE | VARCF-304/305 | NO
SPIRAL DUCT | 2 | 2 | ft | 0 | SPIRAL DUCT | 250 | . | . | LOW PRESSURE | VARCF-304/305 | NO
SPIRAL DUCT | 2 | 11.7 | ft | 0 | SPIRAL DUCT | 250 | . | . | LOW PRESSURE | VARCF-304/305 | NO
SPIRAL DUCT | 2 | 4.9 | ft | 0 | SPIRAL DUCT | 150 | . | . | . | VARCF-304 | NO
SPIRAL DUCT | 2 | 0.5 | ft | 0 | SPIRAL DUCT | 150 | . | . | . | VARCF-305 | NO
SPIRAL DUCT | 2 | 1.4 | ft | 0 | SPIRAL DUCT | 200 | . | . | LOW PRESSURE | VARCF-304/305 | NO
SPIRAL DUCT | 2 | 0.6 | ft | 0 | SPIRAL DUCT | 200 | . | . | LOW PRESSURE | VARCF-304/305 | NO
SPIRAL DUCT | 2 | 0.6 | ft | 0 | SPIRAL DUCT | 200 | . | . | LOW PRESSURE | VARCF-304/305 | NO
SPIRAL DUCT | 2 | 2.3 | ft | 0 | SPIRAL DUCT | 200 | . | . | . | VARCF-304 | NO
SPIRAL DUCT | 2 | 3.1 | ft | 0 | SPIRAL DUCT | 200 | . | . | . | VARCF-305 | NO
SPIRAL DUCT | 2 | 1 | ft | 0 | SPIRAL DUCT | 150 | . | . | . | VARCF-305 | NO
SPIRAL DUCT | 2 | 1.3 | ft | 0 | SPIRAL DUCT | 150 | . | . | . | VARCF-304 | NO
SPIRAL DUCT | 2 | 3.1 | ft | 0 | SPIRAL DUCT | 250 | . | . | . | VARCF-305 | NO
SPIRAL DUCT | 2 | 1.7 | ft | 0 | SPIRAL DUCT | 250 | . | . | . | VARCF-304 | NO
SPIRAL DUCT | 2 | 3.7 | ft | 0 | SPIRAL DUCT | 250 | . | . | LOW PRESSURE | VARCF-304/305 | NO
SPIRAL DUCT | 2 | 3.6 | ft | 0 | SPIRAL DUCT | 250 | . | . | LOW PRESSURE | VARCF-304/305 | NO
SPIRAL DUCT | 2 | 12.8 | ft | 0 | SPIRAL DUCT | 350 | . | . | . | VARCF-305 | NO
SPIRAL DUCT | 2 | 1.8 | ft | 0 | SPIRAL DUCT | 350 | . | . | . | VARCF-304 | NO
SPIRAL DUCT | 2 | 2 | ft | 0 | SPIRAL DUCT | 300 | . | . | LOW PRESSURE | VARCF-304/305 | NO
SPIRAL DUCT | 2 | 2 | ft | 0 | SPIRAL DUCT | 300 | . | . | LOW PRESSURE | VARCF-304/305 | NO
SPIRAL DUCT | 2 | 4.8 | ft | 0 | SPIRAL DUCT | 300 | . | . | LOW PRESSURE | VARCF-304/305 | NO
SPIRAL DUCT | 2 | 4.8 | ft | 0 | SPIRAL DUCT | 300 | . | . | LOW PRESSURE | VARCF-304/305 | NO
SPIRAL DUCT | 2 | 1.3 | ft | 0 | SPIRAL DUCT | 350 | . | . | . | VARCF-304 | NO
SPIRAL DUCT | 2 | 2.2 | ft | 0 | SPIRAL DUCT | 350 | . | . | . | VARCF-305 | NO
SPIRAL DUCT | 2 | 8.3 | ft | 0 | SPIRAL DUCT | 300 | . | . | LOW PRESSURE | VARCF-304/305 | NO
SPIRAL DUCT | 2 | 1 | ft | 0 | SPIRAL DUCT | 300 | . | . | LOW PRESSURE | VARCF-304/305 | NO
SPIRAL DUCT | 2 | 1.8 | ft | 0 | SPIRAL DUCT | 300 | . | . | LOW PRESSURE | VARCF-304/305 | NO
SPIRAL DUCT | 2 | 3.5 | ft | 0 | SPIRAL DUCT | 300 | . | . | LOW PRESSURE | VARCF-304/305 | NO
SPIRAL DUCT | 2 | 3.9 | ft | 0 | SPIRAL DUCT | 300 | . | . | LOW PRESSURE | VARCF-304/305 | NO
SPIRAL DUCT | 2 | 0.9 | ft | 0 | SPIRAL DUCT | 300 | . | . | LOW PRESSURE | VARCF-304/305 | NO
SPIRAL DUCT | 2 | 9.4 | ft | 0 | SPIRAL DUCT | 300 | . | . | LOW PRESSURE | VARCF-304/305 | NO
SPIRAL DUCT | 2 | 9.4 | ft | 0 | SPIRAL DUCT | 300 | . | . | LOW PRESSURE | VARCF-304/305 | NO
SPIRAL DUCT | 2 | 1.8 | ft | 0 | SPIRAL DUCT | 350 | . | . | . | VARCF-304 | NO
SPIRAL DUCT | 2 | 11.3 | ft | 0 | SPIRAL DUCT | 350 | . | . | . | VARCF-305 | NO
SPIRAL DUCT | 2 | 6.8 | ft | 0 | SPIRAL DUCT | 250 | . | . | . | VARCF-304/305 | NO
SPIRAL DUCT | 3 | 2.2 | ft | 0 | SPIRAL DUCT | 250 | . | . | . | VARCF-304/305 | NO
SPIRAL DUCT | 3 | 7.3 | ft | 0 | SPIRAL DUCT | 150 | . | . | . | VARCF-304 | NO
SPIRAL DUCT | 3 | 5.9 | ft | 0 | SPIRAL DUCT | 150 | . | . | . | VARCF-305 | NO
SPIRAL DUCT | 3 | 8.4 | ft | 0 | SPIRAL DUCT | 150 | . | . | . | VARCF-305 | NO
SPIRAL DUCT | 3 | 0.5 | ft | 0 | SPIRAL DUCT | 250 | . | . | . | VARCF-305 | NO
SPIRAL DUCT | 3 | 19.5 | ft | 0 | SPIRAL DUCT | 200 | . | . | . | VARCF-304/305 | NO
SPIRAL DUCT | 3 | 1.8 | ft | 0 | SPIRAL DUCT | 200 | . | . | . | VARCF-304/305 | NO
SPIRAL DUCT | 3 | 1.7 | ft | 0 | SPIRAL DUCT | 200 | . | . | . | VARCF-304/305 | NO
SPIRAL DUCT | 3 | 15.7 | ft | 0 | SPIRAL DUCT | 200 | . | . | . | VARCF-304/305 | NO
SPIRAL DUCT | 3 | 5.1 | ft | 0 | SPIRAL DUCT | 400 | . | . | . | VACF-301 | NO
SPIRAL DUCT | 3 | 4.3 | ft | 0 | SPIRAL DUCT | 150 | . | . | . | VARCF-305 | NO
SPIRAL DUCT | 3 | 0.8 | ft | 0 | SPIRAL DUCT | 150 | . | STAINLESS STEEL | . | VARC-311-VA-0001 | NO
SPIRAL DUCT | 5 | 106.7 | ft | 0 | SPIRAL DUCT | 150 | . | . | . | VC-383-VA-0001 | NO
SPIRAL DUCT | 5 | 34.5 | ft | 0 | SPIRAL DUCT | 200 | . | . | . | VC-383-VA-0001 | NO
SPIRAL DUCT | 5 | 1.9 | ft | 0 | SPIRAL DUCT | 300 | . | . | . | VARCF-304/305 | NO
SPIRAL DUCT | 5 | 1.9 | ft | 0 | SPIRAL DUCT | 300 | . | . | . | VARCF-304/305 | NO
SPIRAL DUCT | 5 | 1.8 | ft | 0 | SPIRAL DUCT | 300 | . | . | . | VARCF-304/305 | NO
SPIRAL DUCT | 5 | 2 | ft | 0 | SPIRAL DUCT | 300 | . | . | . | VARCF-304/305 | NO
SPIRAL DUCT | 5 | 2.2 | ft | 0 | SPIRAL DUCT | 300 | . | . | . | VARCF-304/305 | NO
SPIRAL DUCT | 5 | 1.7 | ft | 0 | SPIRAL DUCT | 300 | . | . | . | VARCF-304/305 | NO
SPIRAL DUCT | 5 | 0.8 | ft | 0 | SPIRAL DUCT | 300 | . | . | . | VARCF-304/305 | NO
SPIRAL DUCT | 5 | 1.4 | ft | 0 | SPIRAL DUCT | 300 | . | . | . | VARCF-304/305 | NO
SPIRAL DUCT | 5 | 1.9 | ft | 0 | SPIRAL DUCT | 300 | . | . | . | VARCF-304/305 | NO
SPIRAL DUCT | 5 | 1.8 | ft | 0 | SPIRAL DUCT | 300 | . | . | . | VARCF-304/305 | NO
SPIRAL DUCT | 5 | 1.9 | ft | 0 | SPIRAL DUCT | 300 | . | . | . | VARCF-304/305 | NO
SPIRAL DUCT | 5 | 1.9 | ft | 0 | SPIRAL DUCT | 300 | . | . | . | VARCF-304/305 | NO
SPIRAL DUCT | 5 | 1.9 | ft | 0 | SPIRAL DUCT | 300 | . | . | . | VARCF-304/305 | NO
SPIRAL DUCT | 5 | 1.5 | ft | 0 | SPIRAL DUCT | 300 | . | . | . | VARCF-304/305 | NO
SPIRAL DUCT | 5 | 1.8 | ft | 0 | SPIRAL DUCT | 300 | . | . | . | VARCF-304/305 | NO
SPIRAL DUCT | 5 | 2 | ft | 0 | SPIRAL DUCT | 300 | . | . | . | VARCF-304/305 | NO
SPIRAL DUCT | 5 | 28.6 | ft | 0 | SPIRAL DUCT | 150 | . | . | . | VC-383-VA-0001 | NO
SPIRAL DUCT | 5 | 0.7 | ft | 0 | SPIRAL DUCT | 100 | . | . | . | VC-383-VA-0001 | NO
SPIRAL DUCT | 5 | 0.7 | ft | 0 | SPIRAL DUCT | 100 | . | . | . | VC-383-VA-0001 | NO
SPIRAL DUCT | 5 | 0.6 | ft | 0 | SPIRAL DUCT | 100 | . | . | . | VC-383-VA-0001 | NO
SPIRAL DUCT | 5 | 0.6 | ft | 0 | SPIRAL DUCT | 100 | . | . | . | VC-383-VA-0001 | NO
SPIRAL DUCT | 5 | 0.6 | ft | 0 | SPIRAL DUCT | 100 | . | . | . | VC-383-VA-0001 | NO
SPIRAL DUCT | 5 | 0.9 | ft | 0 | SPIRAL DUCT | 100 | . | . | . | VC-383-VA-0001 | NO
SPIRAL DUCT | 5 | 0.9 | ft | 0 | SPIRAL DUCT | 100 | . | . | . | VC-383-VA-0001 | NO
SPIRAL DUCT | 5 | 0.9 | ft | 0 | SPIRAL DUCT | 100 | . | . | . | VC-383-VA-0001 | NO
SPIRAL DUCT | 5 | 0.9 | ft | 0 | SPIRAL DUCT | 100 | . | . | . | VC-383-VA-0001 | NO
SPIRAL DUCT | 5 | 0.9 | ft | 0 | SPIRAL DUCT | 100 | . | . | . | VC-383-VA-0001 | NO
SPIRAL DUCT | 5 | 47.1 | ft | 0 | SPIRAL DUCT | 200 | . | . | . | VC-383-VA-0001 | NO
SPIRAL DUCT | 5 | 1.1 | ft | 0 | SPIRAL DUCT | 250 | . | . | . | VARCF-302/304 | NO
SPIRAL DUCT | 5 | 1.1 | ft | 0 | SPIRAL DUCT | 250 | . | . | . | VARCF-302/304 | NO
SPIRAL DUCT | 5 | 1.1 | ft | 0 | SPIRAL DUCT | 250 | . | . | . | VARCF-302/304 | NO
SPIRAL DUCT | 5 | 1.1 | ft | 0 | SPIRAL DUCT | 250 | . | . | . | VARCF-302/304 | NO
SPIRAL DUCT | 5 | 0.7 | ft | 0 | SPIRAL DUCT | 250 | . | . | . | VARCF-302/304 | NO
SPIRAL DUCT | 5 | 0.8 | ft | 0 | SPIRAL DUCT | 250 | . | . | . | VARCF-302/304 | NO
SPIRAL DUCT | 5 | 0.8 | ft | 0 | SPIRAL DUCT | 250 | . | . | . | VARCF-302/304 | NO
SPIRAL DUCT | 5 | 0.6 | ft | 0 | SPIRAL DUCT | 250 | . | . | . | VARCF-302/304 | NO
SPIRAL DUCT | 5 | 0.7 | ft | 0 | SPIRAL DUCT | 250 | . | . | . | VARCF-302/304 | NO
SPIRAL DUCT | 5 | 0.6 | ft | 0 | SPIRAL DUCT | 250 | . | . | . | VARCF-302/304 | NO
SPIRAL DUCT | 5 | 0.6 | ft | 0 | SPIRAL DUCT | 250 | . | . | . | VARCF-302/304 | NO
SPIRAL DUCT | 5 | 0.8 | ft | 0 | SPIRAL DUCT | 250 | . | . | . | VARCF-302/304 | NO
SPIRAL DUCT | 5 | 6.8 | ft | 0 | SPIRAL DUCT | 300 | . | . | . | VARCF-304 | NO
SPIRAL DUCT | 5 | 6.7 | ft | 0 | SPIRAL DUCT | 300 | . | . | . | VARCF-302 | NO
SPIRAL DUCT | 5 | 6.8 | ft | 0 | SPIRAL DUCT | 300 | . | . | . | VARCF-304 | NO
SPIRAL DUCT | 5 | 3.2 | ft | 0 | SPIRAL DUCT | 300 | . | . | . | VARCF-302 | NO
SPIRAL DUCT | 5 | 6.9 | ft | 0 | SPIRAL DUCT | 300 | . | . | . | VARCF-304 | NO
SPIRAL DUCT | 5 | 3.2 | ft | 0 | SPIRAL DUCT | 300 | . | . | . | VARCF-302 | NO
SPIRAL DUCT | 7 | 2.2 | ft | 0 | SPIRAL DUCT | 200 | . | . | LOW PRESSURE | VARCF-302/304 | NO
SPIRAL DUCT | 7 | 2.2 | ft | 0 | SPIRAL DUCT | 200 | . | . | LOW PRESSURE | VARCF-302/304 | NO
SPIRAL DUCT | 7 | 2.2 | ft | 0 | SPIRAL DUCT | 200 | . | . | LOW PRESSURE | VARCF-302/304 | NO
SPIRAL DUCT | 7 | 2.3 | ft | 0 | SPIRAL DUCT | 200 | . | . | LOW PRESSURE | VARCF-302/304 | NO
SPIRAL DUCT | 7 | 2 | ft | 0 | SPIRAL DUCT | 250 | . | . | . | VARCF-302 | NO
SPIRAL DUCT | 7 | 1.8 | ft | 0 | SPIRAL DUCT | 200 | . | . | . | VARCF-302/304 | NO
SPIRAL DUCT | 7 | 1.6 | ft | 0 | SPIRAL DUCT | 200 | . | . | . | VARCF-302/304 | NO
SPIRAL DUCT | 7 | 1.7 | ft | 0 | SPIRAL DUCT | 200 | . | . | . | VARCF-302/304 | NO
SPIRAL DUCT | 7 | 1.4 | ft | 0 | SPIRAL DUCT | 200 | . | . | . | VARCF-302/304 | NO
SPIRAL DUCT | 7 | 7.9 | ft | 0 | SPIRAL DUCT | 200 | . | . | . | VARCF-302/304 | NO
SPIRAL DUCT | 7 | 1.4 | ft | 0 | SPIRAL DUCT | 200 | . | . | . | VARCF-302/304 | NO
SPIRAL DUCT | 7 | 1.3 | ft | 0 | SPIRAL DUCT | 200 | . | . | . | VARCF-302/304 | NO
SPIRAL DUCT | 7 | 5.7 | ft | 0 | SPIRAL DUCT | 200 | . | . | . | VARCF-302/304 | NO
SPIRAL DUCT | 7 | 1.2 | ft | 0 | SPIRAL DUCT | 200 | . | . | . | VARCF-302/304 | NO
SPIRAL DUCT | 7 | 7.1 | ft | 0 | SPIRAL DUCT | 200 | . | . | . | VARCF-302/304 | NO
SPIRAL DUCT | 7 | 7 | ft | 0 | SPIRAL DUCT | 200 | . | . | . | VARCF-302/304 | NO
SPIRAL DUCT | 7 | 1.2 | ft | 0 | SPIRAL DUCT | 200 | . | . | . | VARCF-302/304 | NO
SPIRAL DUCT | 7 | 7 | ft | 0 | SPIRAL DUCT | 200 | . | . | . | VARCF-302/304 | NO
SPIRAL DUCT | 7 | 1 | ft | 0 | SPIRAL DUCT | 200 | . | . | . | VARCF-302/304 | NO
SPIRAL DUCT | 7 | 7.2 | ft | 0 | SPIRAL DUCT | 200 | . | . | . | VARCF-302/304 | NO
SPIRAL DUCT | 7 | 1.2 | ft | 0 | SPIRAL DUCT | 200 | . | . | . | VARCF-302/304 | NO
SPIRAL DUCT | 7 | 1.5 | ft | 0 | SPIRAL DUCT | 200 | . | . | . | VARCF-302/304 | NO
SPIRAL DUCT | 7 | 5.3 | ft | 0 | SPIRAL DUCT | 200 | . | . | . | VARCF-302/304 | NO
SPIRAL DUCT | 7 | 3.5 | ft | 0 | SPIRAL DUCT | 200 | . | . | . | VARCF-302/304 | NO
SPIRAL DUCT | 7 | 1.4 | ft | 0 | SPIRAL DUCT | 200 | . | . | . | VARCF-302/304 | NO
SPIRAL DUCT | 7 | 1.5 | ft | 0 | SPIRAL DUCT | 200 | . | . | . | VARCF-302/304 | NO
SPIRAL DUCT | 7 | 0.6 | ft | 0 | SPIRAL DUCT | 200 | . | . | . | VARCF-302/304 | NO
SPIRAL DUCT | 7 | 0.7 | ft | 0 | SPIRAL DUCT | 200 | . | . | . | VARCF-302/304 | NO
SPIRAL DUCT | 7 | 9.5 | ft | 0 | SPIRAL DUCT | 200 | . | . | . | VARCF-302/304 | NO
SPIRAL DUCT | 7 | 9.4 | ft | 0 | SPIRAL DUCT | 200 | . | . | . | VARCF-302/304 | NO
SPIRAL DUCT | 7 | 7.4 | ft | 0 | SPIRAL DUCT | 250 | . | . | . | VARCF-302/304 | NO
SPIRAL DUCT | 7 | 0.5 | ft | 0 | SPIRAL DUCT | 250 | . | . | . | VARCF-302/304 | NO
SPIRAL DUCT | 7 | 1.3 | ft | 0 | SPIRAL DUCT | 250 | . | . | . | VARCF-302/304 | NO
SPIRAL DUCT | 7 | 2.1 | ft | 0 | SPIRAL DUCT | 200 | . | . | . | VARCF-302/304 | NO
SPIRAL DUCT | 7 | 2.8 | ft | 0 | SPIRAL DUCT | 200 | . | . | . | VARCF-302/304 | NO
SPIRAL DUCT | 7 | 0.5 | ft | 0 | SPIRAL DUCT | 200 | . | . | . | VARCF-302/304 | NO
SPIRAL DUCT | 7 | 0.6 | ft | 0 | SPIRAL DUCT | 200 | . | . | . | VARCF-302/304 | NO
SPIRAL DUCT | 7 | 0.7 | ft | 0 | SPIRAL DUCT | 150 | w/ 1” ACOUSTICAL LINING | . | . | TRANSFER DUCT | NO
SPIRAL DUCT | 7 | 2.5 | ft | 0 | SPIRAL DUCT | 150 | w/ 1” ACOUSTICAL LINING | . | . | TRANSFER DUCT | NO
SPIRAL DUCT | 5 | 7.2 | ft | 0 | SPIRAL DUCT | 250 | . | . | . | VARCF-304/305 | NO
SPIRAL DUCT | 6 | 1.5 | ft | 0 | SPIRAL DUCT | 250 | . | . | . | VARCF-302/304 | NO
SPIRAL DUCT | 6 | 1.4 | ft | 0 | SPIRAL DUCT | 250 | . | . | . | VARCF-302/304 | NO
SPIRAL DUCT | 6 | 1.4 | ft | 0 | SPIRAL DUCT | 250 | . | . | . | VARCF-302/304 | NO
SPIRAL DUCT | 6 | 1.4 | ft | 0 | SPIRAL DUCT | 250 | . | . | . | VARCF-302/304 | NO
SPIRAL DUCT | 6 | 1.1 | ft | 0 | SPIRAL DUCT | 250 | . | . | . | VARCF-302/304 | NO
SPIRAL DUCT | 6 | 1.1 | ft | 0 | SPIRAL DUCT | 250 | . | . | . | VARCF-302/304 | NO
SPIRAL DUCT | 6 | 1.1 | ft | 0 | SPIRAL DUCT | 250 | . | . | . | VARCF-302/304 | NO
SPIRAL DUCT | 6 | 1.1 | ft | 0 | SPIRAL DUCT | 250 | . | . | . | VARCF-302/304 | NO
SPIRAL DUCT | 6 | 1.1 | ft | 0 | SPIRAL DUCT | 250 | . | . | . | VARCF-302/304 | NO
SPIRAL DUCT | 6 | 1.1 | ft | 0 | SPIRAL DUCT | 250 | . | . | . | VARCF-302/304 | NO
SPIRAL DUCT | 6 | 1.1 | ft | 0 | SPIRAL DUCT | 400 | . | . | . | VARCF-304 | NO
SPIRAL DUCT | 6 | 5.1 | ft | 0 | SPIRAL DUCT | 400 | . | . | . | VARCF-302 | NO
SPIRAL DUCT | 6 | 1.7 | ft | 0 | SPIRAL DUCT | 250 | . | . | . | VARCF-302/304 | NO
SPIRAL DUCT | 6 | 1.7 | ft | 0 | SPIRAL DUCT | 250 | . | . | . | VARCF-302/304 | NO
SPIRAL DUCT | 6 | 1.7 | ft | 0 | SPIRAL DUCT | 250 | . | . | . | VARCF-302/304 | NO
SPIRAL DUCT | 6 | 1.7 | ft | 0 | SPIRAL DUCT | 250 | . | . | . | VARCF-302/304 | NO
SPIRAL DUCT | 6 | 0.8 | ft | 0 | SPIRAL DUCT | 250 | . | . | . | VARCF-302/304 | NO
SPIRAL DUCT | 6 | 0.8 | ft | 0 | SPIRAL DUCT | 250 | . | . | . | VARCF-302/304 | NO
SPIRAL DUCT | 6 | 1.4 | ft | 0 | SPIRAL DUCT | 250 | . | . | . | VARCF-302/304 | NO
SPIRAL DUCT | 6 | 1.4 | ft | 0 | SPIRAL DUCT | 250 | . | . | . | VARCF-302/304 | NO
SPIRAL DUCT | 6 | 1.4 | ft | 0 | SPIRAL DUCT | 250 | . | . | . | VARCF-302/304 | NO
SPIRAL DUCT | 6 | 1.4 | ft | 0 | SPIRAL DUCT | 250 | . | . | . | VARCF-302/304 | NO
SPIRAL DUCT | 6 | 2.3 | ft | 0 | SPIRAL DUCT | 250 | . | . | . | VARCF-302/304 | NO
SPIRAL DUCT | 6 | 2.3 | ft | 0 | SPIRAL DUCT | 250 | . | . | . | VARCF-302/304 | NO
SPIRAL DUCT | 6 | 2.3 | ft | 0 | SPIRAL DUCT | 250 | . | . | . | VARCF-302/304 | NO
SPIRAL DUCT | 6 | 2.3 | ft | 0 | SPIRAL DUCT | 250 | . | . | . | VARCF-302/304 | NO
SPIRAL DUCT | 6 | 2.3 | ft | 0 | SPIRAL DUCT | 250 | . | . | . | VARCF-302/304 | NO
SPIRAL DUCT | 6 | 2.3 | ft | 0 | SPIRAL DUCT | 250 | . | . | . | VARCF-302/304 | NO
SPIRAL DUCT | 6 | 2.3 | ft | 0 | SPIRAL DUCT | 250 | . | . | . | VARCF-302/304 | NO
SPIRAL DUCT | 6 | 2.3 | ft | 0 | SPIRAL DUCT | 250 | . | . | . | VARCF-302/304 | NO
SPIRAL DUCT | 6 | 2.3 | ft | 0 | SPIRAL DUCT | 250 | . | . | . | VARCF-302/304 | NO
SPIRAL DUCT | 6 | 2.3 | ft | 0 | SPIRAL DUCT | 250 | . | . | . | VARCF-302/304 | NO
SPIRAL DUCT | 6 | 2.3 | ft | 0 | SPIRAL DUCT | 250 | . | . | . | VARCF-302/304 | NO
SPIRAL DUCT | 6 | 2.3 | ft | 0 | SPIRAL DUCT | 250 | . | . | . | VARCF-302/304 | NO
SPIRAL DUCT | 6 | 1.2 | ft | 0 | SPIRAL DUCT | 300 | . | . | . | VARCF-302/304 | NO
SPIRAL DUCT | 6 | 0.6 | ft | 0 | SPIRAL DUCT | 300 | . | . | . | VARCF-302/304 | NO
SPIRAL DUCT | 6 | 5.1 | ft | 0 | SPIRAL DUCT | 300 | . | . | . | VARCF-302/304 | NO
SPIRAL DUCT | 6 | 0.7 | ft | 0 | SPIRAL DUCT | 300 | . | . | . | VARCF-302/304 | NO
SPIRAL DUCT | 6 | 0.7 | ft | 0 | SPIRAL DUCT | 300 | . | . | . | VARCF-302/304 | NO
SPIRAL DUCT | 6 | 0.7 | ft | 0 | SPIRAL DUCT | 300 | . | . | . | VARCF-302/304 | NO
SPIRAL DUCT | 6 | 0.7 | ft | 0 | SPIRAL DUCT | 300 | . | . | . | VARCF-302/304 | NO
SPIRAL DUCT | 6 | 0.6 | ft | 0 | SPIRAL DUCT | 300 | . | . | . | VARCF-302/304 | NO
SPIRAL DUCT | 6 | 0.6 | ft | 0 | SPIRAL DUCT | 300 | . | . | . | VARCF-302/304 | NO
SPIRAL DUCT | 6 | 3 | ft | 0 | SPIRAL DUCT | 300 | . | . | . | VARCF-302/304 | NO
SPIRAL DUCT | 6 | 4.3 | ft | 0 | SPIRAL DUCT | 300 | . | . | . | VARCF-302/304 | NO
SPIRAL DUCT | 6 | 4.4 | ft | 0 | SPIRAL DUCT | 300 | . | . | . | VARCF-302/304 | NO
SPIRAL DUCT | 6 | 3.8 | ft | 0 | SPIRAL DUCT | 300 | . | . | . | VARCF-302/304 | NO
SPIRAL DUCT | 6 | 3.9 | ft | 0 | SPIRAL DUCT | 300 | . | . | . | VARCF-302/304 | NO
SPIRAL DUCT | 6 | 3.5 | ft | 0 | SPIRAL DUCT | 300 | . | . | . | VARCF-302/304 | NO
SPIRAL DUCT | 6 | 2.8 | ft | 0 | SPIRAL DUCT | 350 | . | . | . | VARCF-304 | NO
SPIRAL DUCT | 6 | 2.7 | ft | 0 | SPIRAL DUCT | 350 | . | . | . | VARCF-302 | NO
SPIRAL DUCT | 6 | 2.7 | ft | 0 | SPIRAL DUCT | 350 | . | . | . | VARCF-304 | NO
SPIRAL DUCT | 6 | 2.8 | ft | 0 | SPIRAL DUCT | 350 | . | . | . | VARCF-302 | NO
SPIRAL DUCT | 5 | 0.9 | ft | 0 | SPIRAL DUCT | 200 | . | . | . | VFC-348 | NO
SPIRAL DUCT | 5 | 0.8 | ft | 0 | SPIRAL DUCT | 200 | . | . | . | VFC-348 | NO
SPIRAL DUCT | 5 | 1.7 | ft | 0 | SPIRAL DUCT | 200 | . | . | . | VFC-348 | NO
SPIRAL DUCT | 5 | 1.6 | ft | 0 | SPIRAL DUCT | 200 | . | . | . | VFC-348 | NO
SPIRAL DUCT | 5 | 1.7 | ft | 0 | SPIRAL DUCT | 200 | . | . | . | VFC-348 | NO
SPIRAL DUCT | 5 | 1.7 | ft | 0 | SPIRAL DUCT | 200 | . | . | . | VFC-348 | NO
SPIRAL DUCT | 5 | 3.2 | ft | 0 | SPIRAL DUCT | 200 | . | . | . | VFC-348 | NO
SPIRAL DUCT | 5 | 1.2 | ft | 0 | SPIRAL DUCT | 150 | . | . | . | VFC-348 | NO
SPIRAL DUCT | 5 | 2.1 | ft | 0 | SPIRAL DUCT | 150 | . | . | . | VARCF-304 | NO
SPIRAL DUCT | 5 | 2.2 | ft | 0 | SPIRAL DUCT | 150 | . | . | . | VARCF-302 | NO
SPIRAL DUCT | 5 | 3.1 | ft | 0 | SPIRAL DUCT | 200 | . | . | . | VARCF-302/304 | NO
SPIRAL DUCT | 5 | 1 | ft | 0 | SPIRAL DUCT | 200 | . | . | . | VARCF-302/304 | NO
SPIRAL DUCT | 5 | 1 | ft | 0 | SPIRAL DUCT | 200 | . | . | . | VARCF-302/304 | NO
SPIRAL DUCT | 5 | 4.6 | ft | 0 | SPIRAL DUCT | 250 | . | . | . | VARCF-304/305 | NO
SPIRAL DUCT | 5 | 3.6 | ft | 0 | SPIRAL DUCT | 250 | . | . | . | VARCF-304/305 | NO
SPIRAL DUCT | 5 | 4.4 | ft | 0 | SPIRAL DUCT | 250 | . | . | . | VARCF-304/305 | NO
SPIRAL DUCT | 5 | 4.4 | ft | 0 | SPIRAL DUCT | 250 | . | . | . | VARCF-304/305 | NO
SPIRAL DUCT | 5 | 4.5 | ft | 0 | SPIRAL DUCT | 250 | . | . | . | VARCF-304/305 | NO
SPIRAL DUCT | 5 | 1.3 | ft | 0 | SPIRAL DUCT | 250 | . | . | . | VARCF-304/305 | NO
SPIRAL DUCT | 5 | 1.5 | ft | 0 | SPIRAL DUCT | 250 | . | . | . | VARCF-304/305 | NO
SPIRAL DUCT | 5 | 1 | ft | 0 | SPIRAL DUCT | 250 | . | . | . | VARCF-304/305 | NO
SPIRAL DUCT | 5 | 4.4 | ft | 0 | SPIRAL DUCT | 250 | . | . | . | VARCF-304/305 | NO
SPIRAL DUCT | 5 | 1.3 | ft | 0 | SPIRAL DUCT | 250 | . | . | . | VARCF-304/305 | NO
SPIRAL DUCT | 21 | 4.6 | ft | 0 | SPIRAL DUCT | 200 | . | . | . | VARCF-304/305 | NO
SPIRAL DUCT | 21 | 3.9 | ft | 0 | SPIRAL DUCT | 150 | . | . | . | VARCF-304/305 | NO
SPIRAL DUCT | 21 | 4.6 | ft | 0 | SPIRAL DUCT | 200 | . | . | . | VARCF-304/305 | NO
SPIRAL DUCT | 21 | 1.3 | ft | 0 | SPIRAL DUCT | 150 | . | . | . | VARCF-305 | NO
SPIRAL DUCT | 21 | 3.3 | ft | 0 | SPIRAL DUCT | 150 | . | . | . | VARCF-304 | NO
SPIRAL DUCT | 21 | 5.1 | ft | 0 | SPIRAL DUCT | 150 | . | . | . | VARCF-304 | NO
SPIRAL DUCT | 21 | 1.1 | ft | 0 | SPIRAL DUCT | 150 | . | . | . | VARCF-305 | NO
SPIRAL DUCT | 21 | 2.7 | ft | 0 | SPIRAL DUCT | 150 | . | . | . | VARCF-304 | NO
SPIRAL DUCT | 21 | 2.5 | ft | 0 | SPIRAL DUCT | 150 | . | . | . | VARCF-305 | NO
SPIRAL DUCT | 21 | 2.7 | ft | 0 | SPIRAL DUCT | 150 | . | . | . | VARCF-304 | NO
SPIRAL DUCT | 21 | 2.6 | ft | 0 | SPIRAL DUCT | 150 | . | . | . | VARCF-304 | NO
SPIRAL DUCT | 21 | 3 | ft | 0 | SPIRAL DUCT | 150 | . | . | . | VARCF-305 | NO
SPIRAL DUCT | 21 | 4.5 | ft | 0 | SPIRAL DUCT | 150 | . | . | . | VARCF-304/305 | NO
SPIRAL DUCT | 21 | 17.7 | ft | 0 | SPIRAL DUCT | 250 | . | . | . | VARCF-305 | NO
SPIRAL DUCT | 21 | 3.5 | ft | 0 | SPIRAL DUCT | 250 | . | . | . | VARCF-305 | NO
SPIRAL DUCT | 21 | 4.6 | ft | 0 | SPIRAL DUCT | 150 | . | . | . | VARCF-305 | NO
SPIRAL DUCT | 21 | 5.4 | ft | 0 | SPIRAL DUCT | 150 | . | . | . | VARCF-304 | NO
SPIRAL DUCT | 21 | 3.8 | ft | 0 | SPIRAL DUCT | 150 | . | . | . | VARCF-305 | NO
SPIRAL DUCT | 21 | 4.1 | ft | 0 | SPIRAL DUCT | 150 | . | . | . | VARCF-304 | NO
SPIRAL DUCT | 21 | 0.8 | ft | 0 | SPIRAL DUCT | 200 | . | . | . | VARCF-304/305 | NO
SPIRAL DUCT | 21 | 5.4 | ft | 0 | SPIRAL DUCT | 150 | . | . | . | VARCF-304/305 | NO
SPIRAL DUCT | 21 | 4.6 | ft | 0 | SPIRAL DUCT | 150 | . | . | . | VARCF-305 | NO
SPIRAL DUCT | 21 | 7.3 | ft | 0 | SPIRAL DUCT | 150 | . | . | . | VARCF-304 | NO
SPIRAL DUCT | 21 | 6.5 | ft | 0 | SPIRAL DUCT | 200 | . | . | . | VARCF-304/305 | NO
SPIRAL DUCT | 21 | 2.6 | ft | 0 | SPIRAL DUCT | 150 | . | . | . | VARCF-304 | NO
SPIRAL DUCT | 21 | 5.3 | ft | 0 | SPIRAL DUCT | 150 | . | . | . | VARCF-305 | NO
SPIRAL DUCT | 21 | 13.5 | ft | 0 | SPIRAL DUCT | 250 | . | . | . | VARCF-304 | NO
SPIRAL DUCT | 21 | 1 | ft | 0 | SPIRAL DUCT | 250 | . | . | . | VARCF-304/305 | NO
SPIRAL DUCT | 21 | 2 | ft | 0 | SPIRAL DUCT | 250 | . | . | . | VARCF-304/305 | NO
SPIRAL DUCT | 21 | 0.9 | ft | 0 | SPIRAL DUCT | 250 | . | . | . | VARCF-305 | NO
SPIRAL DUCT | 21 | 0.9 | ft | 0 | SPIRAL DUCT | 250 | . | . | . | VARCF-304 | NO
SPIRAL DUCT | 21 | 1.5 | ft | 0 | SPIRAL DUCT | 200 | . | . | . | VARCF-304/305 | NO
SPIRAL DUCT | 21 | 2.8 | ft | 0 | SPIRAL DUCT | 200 | . | . | . | VARCF-304/305 | NO
SPIRAL DUCT | 21 | 5.6 | ft | 0 | SPIRAL DUCT | 200 | . | . | . | VARCF-304/305 | NO
SPIRAL DUCT | 21 | 8.7 | ft | 0 | SPIRAL DUCT | 200 | . | . | . | VARCF-304/305 | NO
SPIRAL DUCT | 21 | 2.9 | ft | 0 | SPIRAL DUCT | 150 | . | . | . | VARCF-304/305 | NO
SPIRAL DUCT | 21 | 8.6 | ft | 0 | SPIRAL DUCT | 200 | . | . | . | VARCF-305 | NO
SPIRAL DUCT | 21 | 2.4 | ft | 0 | SPIRAL DUCT | 200 | . | . | . | VARCF-304 | NO
SPIRAL DUCT | 21 | 1.2 | ft | 0 | SPIRAL DUCT | 200 | . | . | . | VARCF-304/305 | NO
SPIRAL DUCT | 21 | 5.6 | ft | 0 | SPIRAL DUCT | 200 | . | . | . | VARCF-304/305 | NO
SPIRAL DUCT | 21 | 2.5 | ft | 0 | SPIRAL DUCT | 200 | . | . | . | VARCF-304/305 | NO
SPIRAL DUCT | 21 | 2.6 | ft | 0 | SPIRAL DUCT | 200 | . | . | . | VARCF-304/305 | NO
SPIRAL DUCT | 21 | 0.6 | ft | 0 | SPIRAL DUCT | 200 | . | . | . | VARCF-305 | NO
SPIRAL DUCT | 21 | 0.8 | ft | 0 | SPIRAL DUCT | 200 | . | . | . | VARCF-304 | NO
SPIRAL DUCT | 21 | 5.2 | ft | 0 | SPIRAL DUCT | 150 | . | . | . | VARCF-305 | NO
SPIRAL DUCT | 21 | 5.3 | ft | 0 | SPIRAL DUCT | 150 | . | . | . | VARCF-304/305 | NO
SPIRAL DUCT | 21 | 5.2 | ft | 0 | SPIRAL DUCT | 150 | . | . | . | VARCF-305 | NO
SPIRAL DUCT | 21 | 4.9 | ft | 0 | SPIRAL DUCT | 150 | . | . | . | VARCF-304 | NO
SPIRAL DUCT | 21 | 4.2 | ft | 0 | SPIRAL DUCT | 200 | . | . | . | VARCF-304/305 | NO
SPIRAL DUCT | 21 | 3 | ft | 0 | SPIRAL DUCT | 250 | . | . | . | VARCF-304/305 | NO
SPIRAL DUCT | 21 | 3.2 | ft | 0 | SPIRAL DUCT | 250 | . | . | . | VARCF-304/305 | NO
SPIRAL DUCT | 21 | 2.5 | ft | 0 | SPIRAL DUCT | 200 | . | STAINLESS STEEL | . | VE-314-VE-0001 | NO
SPIRAL DUCT | 21 | 3.3 | ft | 0 | SPIRAL DUCT | 300 | . | . | . | VARCF-304/305 | NO
SPIRAL DUCT | 21 | 3.5 | ft | 0 | SPIRAL DUCT | 200 | . | . | . | VARCF-304 | NO
SPIRAL DUCT | 21 | 4.6 | ft | 0 | SPIRAL DUCT | 200 | . | . | . | VARCF-305 | NO
SPIRAL DUCT | 21 | 3.4 | ft | 0 | SPIRAL DUCT | 200 | . | . | . | VARCF-304 | NO
SPIRAL DUCT | 21 | 2.6 | ft | 0 | SPIRAL DUCT | 200 | . | . | . | VARCF-305 | NO
SPIRAL DUCT | 21 | 3.9 | ft | 0 | SPIRAL DUCT | 200 | . | . | . | VARCF-304 | NO
SPIRAL DUCT | 21 | 4.3 | ft | 0 | SPIRAL DUCT | 200 | . | . | . | VARCF-305 | NO
SPIRAL DUCT | 21 | 0.6 | ft | 0 | SPIRAL DUCT | 300 | . | . | . | VARCF-304/305 | NO
SPIRAL DUCT | 21 | 2.8 | ft | 0 | SPIRAL DUCT | 150 | . | . | . | VARCF-304 | NO
SPIRAL DUCT | 21 | 0.7 | ft | 0 | SPIRAL DUCT | 150 | . | . | . | VARCF-305 | NO
SPIRAL DUCT | 21 | 3.3 | ft | 0 | SPIRAL DUCT | 150 | . | . | . | VARCF-304/305 | NO
SPIRAL DUCT | 21 | 3.3 | ft | 0 | SPIRAL DUCT | 150 | . | . | . | VARCF-304/305 | NO
SPIRAL DUCT | 21 | 3.2 | ft | 0 | SPIRAL DUCT | 150 | . | . | . | VARCF-304/305 | NO
SPIRAL DUCT | 21 | 2.9 | ft | 0 | SPIRAL DUCT | 150 | . | . | . | VARCF-304/305 | NO
SPIRAL DUCT | 21 | 4.5 | ft | 0 | SPIRAL DUCT | 150 | . | . | . | VARCF-305 | NO
SPIRAL DUCT | 21 | 12.8 | ft | 0 | SPIRAL DUCT | 150 | . | . | . | VARCF-304 | NO
SPIRAL DUCT | 21 | 1.9 | ft | 0 | SPIRAL DUCT | 150 | . | . | . | VARCF-304/305 | NO
SPIRAL DUCT | 21 | 2.2 | ft | 0 | SPIRAL DUCT | 150 | . | . | . | VARCF-304 | NO
SPIRAL DUCT | 21 | 0.5 | ft | 0 | SPIRAL DUCT | 150 | . | . | . | VARCF-305 | NO
SPIRAL DUCT | 21 | 2.5 | ft | 0 | SPIRAL DUCT | 200 | . | . | . | VARCF-304 | NO
SPIRAL DUCT | 21 | 4 | ft | 0 | SPIRAL DUCT | 200 | . | . | . | VARCF-305 | NO
SPIRAL DUCT | 21 | 2.5 | ft | 0 | SPIRAL DUCT | 150 | . | . | . | VARCF-305 | NO
SPIRAL DUCT | 21 | 4.8 | ft | 0 | SPIRAL DUCT | 150 | . | . | . | VARCF-304 | NO
SPIRAL DUCT | 21 | 3.5 | ft | 0 | SPIRAL DUCT | 150 | . | . | . | VARCF-305 | NO
SPIRAL DUCT | 21 | 1.3 | ft | 0 | SPIRAL DUCT | 150 | . | . | . | VARCF-304/305 | NO
SPIRAL DUCT | 21 | 0.9 | ft | 0 | SPIRAL DUCT | 150 | . | . | . | VARCF-304 | NO
SPIRAL DUCT | 21 | 5.9 | ft | 0 | SPIRAL DUCT | 150 | . | . | . | VARCF-305 | NO
SPIRAL DUCT | 21 | 1.6 | ft | 0 | SPIRAL DUCT | 200 | . | . | . | VARCF-304/305 | NO
SPIRAL DUCT | 21 | 3.1 | ft | 0 | SPIRAL DUCT | 300 | . | . | . | VARCF-304 | NO
SPIRAL DUCT | 21 | 1.2 | ft | 0 | SPIRAL DUCT | 150 | . | . | . | VARCF-305 | NO
SPIRAL DUCT | 21 | 1.1 | ft | 0 | SPIRAL DUCT | 150 | . | . | . | VARCF-304/305 | NO
SPIRAL DUCT | 21 | 4.8 | ft | 0 | SPIRAL DUCT | 150 | . | . | . | VARCF-304 | NO
SPIRAL DUCT | 21 | 3.7 | ft | 0 | SPIRAL DUCT | 150 | . | . | . | VARCF-305 | NO
SPIRAL DUCT | 21 | 1.3 | ft | 0 | SPIRAL DUCT | 150 | . | . | . | VARCF-304/305 | NO
SPIRAL DUCT | 21 | 4.4 | ft | 0 | SPIRAL DUCT | 150 | . | . | . | VARCF-304 | NO
SPIRAL DUCT | 21 | 3.6 | ft | 0 | SPIRAL DUCT | 150 | . | . | . | VARCF-305 | NO
SPIRAL DUCT | 21 | 1.1 | ft | 0 | SPIRAL DUCT | 150 | . | . | . | VARCF-304/305 | NO
SPIRAL DUCT | 21 | 4.7 | ft | 0 | SPIRAL DUCT | 150 | . | . | . | VARCF-304 | NO
SPIRAL DUCT | 21 | 3.6 | ft | 0 | SPIRAL DUCT | 150 | . | . | . | VARCF-305 | NO
SPIRAL DUCT | 21 | 1.2 | ft | 0 | SPIRAL DUCT | 150 | . | . | . | VARCF-304/305 | NO
SPIRAL DUCT | 21 | 4.4 | ft | 0 | SPIRAL DUCT | 150 | . | . | . | VARCF-304 | NO
SPIRAL DUCT | 21 | 3.5 | ft | 0 | SPIRAL DUCT | 150 | . | . | . | VARCF-305 | NO
SPIRAL DUCT | 21 | 1.3 | ft | 0 | SPIRAL DUCT | 150 | . | . | . | VARCF-304/305 | NO
SPIRAL DUCT | 21 | 4.6 | ft | 0 | SPIRAL DUCT | 300 | . | . | . | VARCF-304 | NO
SPIRAL DUCT | 21 | 4.2 | ft | 0 | SPIRAL DUCT | 150 | . | . | . | VARCF-305 | NO
SPIRAL DUCT | 21 | 1.3 | ft | 0 | SPIRAL DUCT | 150 | . | . | . | VARCF-304/305 | NO
SPIRAL DUCT | 21 | 11.4 | ft | 0 | SPIRAL DUCT | 200 | . | . | . | VARCF-305 | NO
SPIRAL DUCT | 21 | 12.4 | ft | 0 | SPIRAL DUCT | 200 | . | . | . | VARCF-304 | NO
SPIRAL DUCT | 21 | 4.5 | ft | 0 | SPIRAL DUCT | 200 | . | . | . | VARCF-304/305 | NO
SPIRAL DUCT | 21 | 3.7 | ft | 0 | SPIRAL DUCT | 200 | . | . | . | VARCF-304/305 | NO
SPIRAL DUCT | 21 | 2.6 | ft | 0 | SPIRAL DUCT | 250 | . | . | . | VARCF-305 | NO
SPIRAL DUCT | 21 | 0.8 | ft | 0 | SPIRAL DUCT | 250 | . | . | . | VARCF-304 | NO
SPIRAL DUCT | 21 | 5.1 | ft | 0 | SPIRAL DUCT | 200 | . | . | . | VARCF-304/305 | NO
SPIRAL DUCT | 21 | 4 | ft | 0 | SPIRAL DUCT | 200 | . | . | . | VARCF-304/305 | NO
SPIRAL DUCT | 21 | 2.8 | ft | 0 | SPIRAL DUCT | 200 | . | . | . | VARCF-304/305 | NO
SPIRAL DUCT | 21 | 2.8 | ft | 0 | SPIRAL DUCT | 200 | . | . | . | VARCF-304/305 | NO
SPIRAL DUCT | 21 | 4.5 | ft | 0 | SPIRAL DUCT | 150 | . | . | . | VARCF-305 | NO
SPIRAL DUCT | 21 | 5.7 | ft | 0 | SPIRAL DUCT | 150 | . | . | . | VARCF-304 | NO
SPIRAL DUCT | 21 | 6.5 | ft | 0 | SPIRAL DUCT | 150 | . | . | . | VARCF-304/305 | NO
SPIRAL DUCT | 21 | 1.4 | ft | 0 | SPIRAL DUCT | 200 | . | . | . | VARCF-304/305 | NO
SPIRAL DUCT | 21 | 0.7 | ft | 0 | SPIRAL DUCT | 300 | . | . | . | VFC-341 | NO
SPIRAL DUCT | 21 | 0.8 | ft | 0 | SPIRAL DUCT | 300 | . | . | . | VFC-341 | NO
SPIRAL DUCT | 21 | 0.7 | ft | 0 | SPIRAL DUCT | 300 | . | . | . | VFC-341 | NO
SPIRAL DUCT | 21 | 0.7 | ft | 0 | SPIRAL DUCT | 300 | . | . | . | VFC-341 | NO
SPIRAL DUCT | 21 | 0.7 | ft | 0 | SPIRAL DUCT | 300 | . | . | . | VFC-341 | NO
SPIRAL DUCT | 21 | 0.5 | ft | 0 | SPIRAL DUCT | 300 | . | . | . | VFC-341 | NO
SPIRAL DUCT | 21 | 0.6 | ft | 0 | SPIRAL DUCT | 300 | . | . | . | VFC-341 | NO
SPIRAL DUCT | 21 | 0.7 | ft | 0 | SPIRAL DUCT | 300 | . | . | . | VFC-341 | NO
SPIRAL DUCT | 21 | 3.7 | ft | 0 | SPIRAL DUCT | 300 | . | . | . | VFC-341 | NO
SPIRAL DUCT | 21 | 0.5 | ft | 0 | SPIRAL DUCT | 300 | . | . | . | VFC-341 | NO
SPIRAL DUCT | 21 | 5.5 | ft | 0 | SPIRAL DUCT | 150 | . | . | . | VARCF-304/305 | NO
SPIRAL DUCT | 21 | 11.2 | ft | 0 | SPIRAL DUCT | 150 | . | . | . | VARCF-302 | NO
SPIRAL DUCT | 21 | 5.4 | ft | 0 | SPIRAL DUCT | 150 | . | . | . | VARCF-304 | NO
SPIRAL DUCT | 21 | 2 | ft | 0 | SPIRAL DUCT | 200 | . | . | . | VARCF-302 | NO
SPIRAL DUCT | 21 | 4.2 | ft | 0 | SPIRAL DUCT | 200 | . | . | . | VARCF-304 | NO
SPIRAL DUCT | 21 | 0.5 | ft | 0 | SPIRAL DUCT | 200 | . | . | . | VARCF-302/304 | NO
SPIRAL DUCT | 21 | 2.4 | ft | 0 | SPIRAL DUCT | 200 | . | . | . | VARCF-302/304 | NO
SPIRAL DUCT | 21 | 5.3 | ft | 0 | SPIRAL DUCT | 150 | . | . | . | VARCF-302/304 | NO
SPIRAL DUCT | 21 | 2.4 | ft | 0 | SPIRAL DUCT | 250 | . | STAINLESS STEEL | . | VARC-310-VA-0001 | NO
SPIRAL DUCT | 21 | 2.3 | ft | 0 | SPIRAL DUCT | 250 | . | STAINLESS STEEL | . | VARC-310-VA-0001 | NO
SPIRAL DUCT | 21 | 2.7 | ft | 0 | SPIRAL DUCT | 250 | . | STAINLESS STEEL | . | VARC-310-VA-0001 | NO
SPIRAL DUCT | 21 | 2.7 | ft | 0 | SPIRAL DUCT | 250 | . | STAINLESS STEEL | . | VARC-310-VA-0001 | NO
SPIRAL DUCT | 21 | 4.3 | ft | 0 | SPIRAL DUCT | 250 | . | STAINLESS STEEL | . | VARC-310-VA-0001 | NO
SPIRAL DUCT | 21 | 4.5 | ft | 0 | SPIRAL DUCT | 250 | . | STAINLESS STEEL | . | VARC-310-VA-0001 | NO
SPIRAL DUCT | 21 | 2.7 | ft | 0 | SPIRAL DUCT | 250 | . | STAINLESS STEEL | . | VARC-310-VA-0001 | NO
SPIRAL DUCT | 21 | 2.7 | ft | 0 | SPIRAL DUCT | 250 | . | STAINLESS STEEL | . | VARC-310-VA-0001 | NO
SPIRAL DUCT | 21 | 2.7 | ft | 0 | SPIRAL DUCT | 250 | . | STAINLESS STEEL | . | VARC-310-VA-0001 | NO
SPIRAL DUCT | 21 | 2.5 | ft | 0 | SPIRAL DUCT | 150 | . | . | . | VARCF-302 | NO
SPIRAL DUCT | 21 | 2.5 | ft | 0 | SPIRAL DUCT | 150 | . | . | . | VARCF-304 | NO
SPIRAL DUCT | 21 | 2.3 | ft | 0 | SPIRAL DUCT | 200 | . | . | . | VARCF-302/304 | NO
SPIRAL DUCT | 21 | 7.9 | ft | 0 | SPIRAL DUCT | 150 | . | . | . | VARCF-302 | NO
SPIRAL DUCT | 21 | 6 | ft | 0 | SPIRAL DUCT | 150 | . | . | . | VARCF-304 | NO
SPIRAL DUCT | 21 | 8.4 | ft | 0 | SPIRAL DUCT | 200 | . | . | . | VARCF-302 | NO
SPIRAL DUCT | 21 | 2.8 | ft | 0 | SPIRAL DUCT | 200 | . | . | . | VARCF-304 | NO
SPIRAL DUCT | 24 | 1.9 | ft | 0 | SPIRAL DUCT | 150 | . | . | . | VARCF-304 | NO
SPIRAL DUCT | 24 | 128.2 | ft | 0 | SPIRAL DUCT | 305 | . | STAINLESS STEEL | . | VE-314-VE-0001 | NO
SPIRAL DUCT | 22 | 2.3 | ft | 0 | SPIRAL DUCT | 150 | . | . | . | VARCF-304 | NO
SPIRAL DUCT | 22 | 2.9 | ft | 0 | SPIRAL DUCT | 150 | . | . | . | VARCF-302 | NO
SPIRAL DUCT | 22 | 0.8 | ft | 0 | SPIRAL DUCT | 200 | . | . | . | VARCF-302/304 | NO
SPIRAL DUCT | 22 | 0.5 | ft | 0 | SPIRAL DUCT | 150 | . | . | . | VARCF-302/304 | NO
SPIRAL DUCT | 22 | 2.3 | ft | 0 | SPIRAL DUCT | 150 | . | . | . | VARCF-304 | NO
SPIRAL DUCT | 22 | 4.7 | ft | 0 | SPIRAL DUCT | 150 | . | . | . | VARCF-302 | NO
SPIRAL DUCT | 22 | 1.6 | ft | 0 | SPIRAL DUCT | 150 | . | . | . | VARCF-304 | NO
SPIRAL DUCT | 22 | 1.7 | ft | 0 | SPIRAL DUCT | 150 | . | . | . | VARCF-302 | NO
SPIRAL DUCT | 22 | 4.6 | ft | 0 | SPIRAL DUCT | 200 | . | . | . | VARCF-302/304 | NO
SPIRAL DUCT | 22 | 2.3 | ft | 0 | SPIRAL DUCT | 150 | . | . | . | VARCF-304 | NO
SPIRAL DUCT | 22 | 2.7 | ft | 0 | SPIRAL DUCT | 150 | . | . | . | VARCF-302 | NO
SPIRAL DUCT | 22 | 1.3 | ft | 0 | SPIRAL DUCT | 200 | . | . | . | VARCF-302/304 | NO
SPIRAL DUCT | 22 | 0.6 | ft | 0 | SPIRAL DUCT | 200 | . | . | . | VARCF-302/304 | NO
SPIRAL DUCT | 22 | 2.2 | ft | 0 | SPIRAL DUCT | 150 | . | . | . | VARCF-304 | NO
SPIRAL DUCT | 22 | 2.1 | ft | 0 | SPIRAL DUCT | 150 | . | . | . | VARCF-302 | NO
SPIRAL DUCT | 22 | 2.4 | ft | 0 | SPIRAL DUCT | 150 | . | . | . | VARCF-304 | NO
SPIRAL DUCT | 22 | 2.6 | ft | 0 | SPIRAL DUCT | 150 | . | . | . | VARCF-302 | NO
SPIRAL DUCT | 22 | 0.6 | ft | 0 | SPIRAL DUCT | 200 | . | . | . | VARCF-302/304 | NO
SPIRAL DUCT | 22 | 0.7 | ft | 0 | SPIRAL DUCT | 200 | . | . | . | VARCF-302/304 | NO
SPIRAL DUCT | 22 | 2.3 | ft | 0 | SPIRAL DUCT | 150 | . | . | . | VARCF-304 | NO
SPIRAL DUCT | 22 | 2.3 | ft | 0 | SPIRAL DUCT | 150 | . | . | . | VARCF-302 | NO
SPIRAL DUCT | 22 | 2.3 | ft | 0 | SPIRAL DUCT | 150 | . | . | . | VARCF-302 | NO
SPIRAL DUCT | 22 | 2.1 | ft | 0 | SPIRAL DUCT | 150 | . | . | . | VARCF-304 | NO
SPIRAL DUCT | 22 | 2.6 | ft | 0 | SPIRAL DUCT | 150 | . | . | . | VARCF-302 | NO
SPIRAL DUCT | 22 | 2.6 | ft | 0 | SPIRAL DUCT | 150 | . | . | . | VARCF-304 | NO
SPIRAL DUCT | 22 | 7.9 | ft | 0 | SPIRAL DUCT | 150 | . | . | . | VARCF-302 | NO
SPIRAL DUCT | 22 | 1.1 | ft | 0 | SPIRAL DUCT | 150 | . | . | . | VARCF-304 | NO
SPIRAL DUCT | 22 | 11.1 | ft | 0 | SPIRAL DUCT | 150 | . | . | . | VARCF-304 | NO
SPIRAL DUCT | 22 | 1.3 | ft | 0 | SPIRAL DUCT | 200 | . | . | . | VARCF-302 | NO
SPIRAL DUCT | 22 | 5.2 | ft | 0 | SPIRAL DUCT | 200 | . | . | . | VARCF-302/304 | NO
SPIRAL DUCT | 22 | 0.9 | ft | 0 | SPIRAL DUCT | 200 | . | . | . | VARCF-302/304 | NO
SPIRAL DUCT | 22 | 0.6 | ft | 0 | SPIRAL DUCT | 200 | . | . | . | VARCF-302/304 | NO
SPIRAL DUCT | 22 | 0.6 | ft | 0 | SPIRAL DUCT | 200 | . | . | . | VARCF-302/304 | NO
SPIRAL DUCT | 22 | 5.3 | ft | 0 | SPIRAL DUCT | 200 | . | . | . | VARCF-302/304 | NO
SPIRAL DUCT | 22 | 1.1 | ft | 0 | SPIRAL DUCT | 150 | . | . | . | VARCF-304 | NO
SPIRAL DUCT | 22 | 1.4 | ft | 0 | SPIRAL DUCT | 150 | . | . | . | VARCF-302 | NO
SPIRAL DUCT | 22 | 4.5 | ft | 0 | SPIRAL DUCT | 250 | . | . | . | VARCF-302/304 | NO
SPIRAL DUCT | 22 | 1.7 | ft | 0 | SPIRAL DUCT | 150 | . | . | . | VARCF-304 | NO
SPIRAL DUCT | 22 | 1.4 | ft | 0 | SPIRAL DUCT | 150 | . | . | . | VARCF-302 | NO
SPIRAL DUCT | 22 | 1.4 | ft | 0 | SPIRAL DUCT | 150 | . | . | . | VARCF-302 | NO
SPIRAL DUCT | 22 | 1.7 | ft | 0 | SPIRAL DUCT | 150 | . | . | . | VARCF-304 | NO
SPIRAL DUCT | 22 | 1.7 | ft | 0 | SPIRAL DUCT | 150 | . | . | . | VARCF-304 | NO
SPIRAL DUCT | 22 | 1.4 | ft | 0 | SPIRAL DUCT | 150 | . | . | . | VARCF-302 | NO
SPIRAL DUCT | 22 | 1.6 | ft | 0 | SPIRAL DUCT | 150 | . | . | . | VARCF-304 | NO
SPIRAL DUCT | 22 | 1.7 | ft | 0 | SPIRAL DUCT | 150 | . | . | . | VARCF-302 | NO
SPIRAL DUCT | 22 | 2.3 | ft | 0 | SPIRAL DUCT | 150 | . | . | . | VARCF-304 | NO
SPIRAL DUCT | 22 | 1.9 | ft | 0 | SPIRAL DUCT | 150 | . | . | . | VARCF-302 | NO
SPIRAL DUCT | 22 | 1.7 | ft | 0 | SPIRAL DUCT | 150 | . | . | . | VARCF-304 | NO
SPIRAL DUCT | 22 | 1.5 | ft | 0 | SPIRAL DUCT | 150 | . | . | . | VARCF-302 | NO
SPIRAL DUCT | 22 | 1.4 | ft | 0 | SPIRAL DUCT | 150 | . | . | . | VARCF-302 | NO
SPIRAL DUCT | 22 | 1.6 | ft | 0 | SPIRAL DUCT | 150 | . | . | . | VARCF-304 | NO
SPIRAL DUCT | 22 | 1.7 | ft | 0 | SPIRAL DUCT | 150 | . | . | . | VARCF-304 | NO
SPIRAL DUCT | 22 | 1.3 | ft | 0 | SPIRAL DUCT | 200 | . | . | . | VARCF-302 | NO
SPIRAL DUCT | 22 | 2.6 | ft | 0 | SPIRAL DUCT | 250 | . | . | . | VARCF-302/304 | NO
SPIRAL DUCT | 22 | 2.6 | ft | 0 | SPIRAL DUCT | 200 | . | . | . | VARCF-302/304 | NO
SPIRAL DUCT | 22 | 4.5 | ft | 0 | SPIRAL DUCT | 200 | . | . | . | VARCF-302/304 | NO
SPIRAL DUCT | 22 | 5.3 | ft | 0 | SPIRAL DUCT | 200 | . | . | . | VARCF-302/304 | NO
SPIRAL DUCT | 22 | 4.8 | ft | 0 | SPIRAL DUCT | 200 | . | . | . | VARCF-302/304 | NO
SPIRAL DUCT | 22 | 4.7 | ft | 0 | SPIRAL DUCT | 200 | . | . | . | VARCF-302/304 | NO
SPIRAL DUCT | 22 | 4.7 | ft | 0 | SPIRAL DUCT | 200 | . | . | . | VARCF-302/304 | NO
SPIRAL DUCT | 22 | 5.4 | ft | 0 | SPIRAL DUCT | 300 | . | . | . | VARCF-302 | NO
SPIRAL DUCT | 22 | 4 | ft | 0 | SPIRAL DUCT | 250 | . | . | . | VARCF-304 | NO
SPIRAL DUCT | 22 | 4 | ft | 0 | SPIRAL DUCT | 250 | . | . | . | VARCF-302 | NO
SPIRAL DUCT | 22 | 1.1 | ft | 0 | SPIRAL DUCT | 250 | . | . | . | VARCF-304 | NO
SPIRAL DUCT | 22 | 4.1 | ft | 0 | SPIRAL DUCT | 250 | . | . | . | VARCF-302/304 | NO
SPIRAL DUCT | 22 | 3.1 | ft | 0 | SPIRAL DUCT | 250 | . | . | . | VARCF-302/304 | NO
SPIRAL DUCT | 22 | 4.1 | ft | 0 | SPIRAL DUCT | 250 | . | . | . | VARCF-302/304 | NO
SPIRAL DUCT | 22 | 3.1 | ft | 0 | SPIRAL DUCT | 250 | . | . | . | VARCF-302/304 | NO
SPIRAL DUCT | 22 | 2.2 | ft | 0 | SPIRAL DUCT | 200 | . | . | . | VARCF-302/304 | NO
SPIRAL DUCT | 22 | 4 | ft | 0 | SPIRAL DUCT | 300 | . | . | . | VACF-301 | NO
SPIRAL DUCT | 22 | 3.3 | ft | 0 | SPIRAL DUCT | 250 | . | . | . | VARCF-302/304 | NO
SPIRAL DUCT | 22 | 3 | ft | 0 | SPIRAL DUCT | 250 | . | . | . | VARCF-302/304 | NO
SPIRAL DUCT | 22 | 4.7 | ft | 0 | SPIRAL DUCT | 150 | . | . | . | VARCF-302 | NO
SPIRAL DUCT | 22 | 1.9 | ft | 0 | SPIRAL DUCT | 200 | . | . | . | VARCF-302/304 | NO
SPIRAL DUCT | 22 | 1.5 | ft | 0 | SPIRAL DUCT | 200 | . | . | . | VARCF-302/304 | NO
SPIRAL DUCT | 22 | 2 | ft | 0 | SPIRAL DUCT | 200 | . | . | . | VARCF-302/304 | NO
SPIRAL DUCT | 22 | 2 | ft | 0 | SPIRAL DUCT | 200 | . | . | . | VARCF-302/304 | NO
SPIRAL DUCT | 22 | 0.5 | ft | 0 | SPIRAL DUCT | 200 | . | . | . | VARCF-302/304 | NO
SPIRAL DUCT | 22 | 3.1 | ft | 0 | SPIRAL DUCT | 150 | . | . | . | VARCF-304 | NO
SPIRAL DUCT | 22 | 0.6 | ft | 0 | SPIRAL DUCT | 150 | . | . | . | VARCF-302 | NO
SPIRAL DUCT | 22 | 5.3 | ft | 0 | SPIRAL DUCT | 150 | . | . | . | VARCF-304 | NO
SPIRAL DUCT | 22 | 6.9 | ft | 0 | SPIRAL DUCT | 150 | . | . | . | VARCF-302 | NO
SPIRAL DUCT | 22 | 6.8 | ft | 0 | SPIRAL DUCT | 150 | . | . | . | VARCF-302/304 | NO
SPIRAL DUCT | 22 | 5.3 | ft | 0 | SPIRAL DUCT | 150 | . | . | . | VARCF-304 | NO
SPIRAL DUCT | 22 | 6.7 | ft | 0 | SPIRAL DUCT | 150 | . | . | . | VARCF-302 | NO
SPIRAL DUCT | 22 | 6.9 | ft | 0 | SPIRAL DUCT | 150 | . | . | . | VARCF-304 | NO
SPIRAL DUCT | 22 | 6.4 | ft | 0 | SPIRAL DUCT | 150 | . | . | . | VARCF-302 | NO
SPIRAL DUCT | 22 | 3.4 | ft | 0 | SPIRAL DUCT | 150 | . | . | . | VARCF-304 | NO
SPIRAL DUCT | 22 | 3 | ft | 0 | SPIRAL DUCT | 150 | . | . | . | VARCF-302/304 | NO
SPIRAL DUCT | 22 | 2 | ft | 0 | SPIRAL DUCT | 150 | . | . | . | VARCF-304 | NO
SPIRAL DUCT | 22 | 1.5 | ft | 0 | SPIRAL DUCT | 150 | . | . | . | VARCF-302 | NO
SPIRAL DUCT | 22 | 1.1 | ft | 0 | SPIRAL DUCT | 150 | . | . | . | VARCF-302 | NO
SPIRAL DUCT | 22 | 4.1 | ft | 0 | SPIRAL DUCT | 150 | . | . | . | VARCF-302/304 | NO
SPIRAL DUCT | 22 | 1.1 | ft | 0 | SPIRAL DUCT | 200 | . | . | . | VARCF-302/304 | NO
SPIRAL DUCT | 22 | 1.6 | ft | 0 | SPIRAL DUCT | 200 | . | . | . | VARCF-304 | NO
SPIRAL DUCT | 22 | 5.6 | ft | 0 | SPIRAL DUCT | 200 | . | . | . | VARCF-302 | NO
SPIRAL DUCT | 22 | 2 | ft | 0 | SPIRAL DUCT | 150 | . | . | . | VARCF-302 | NO
SPIRAL DUCT | 22 | 3.2 | ft | 0 | SPIRAL DUCT | 150 | . | . | . | VARCF-304 | NO
SPIRAL DUCT | 22 | 1.1 | ft | 0 | SPIRAL DUCT | 200 | . | . | . | VARCF-302/304 | NO
SPIRAL DUCT | 22 | 2.3 | ft | 0 | SPIRAL DUCT | 150 | . | . | . | VARCF-302 | NO
SPIRAL DUCT | 22 | 3.2 | ft | 0 | SPIRAL DUCT | 150 | . | . | . | VARCF-304 | NO
SPIRAL DUCT | 22 | 0.7 | ft | 0 | SPIRAL DUCT | 200 | . | . | . | VARCF-302/304 | NO
SPIRAL DUCT | 22 | 5 | ft | 0 | SPIRAL DUCT | 150 | . | . | . | VARCF-302 | NO
SPIRAL DUCT | 22 | 3.2 | ft | 0 | SPIRAL DUCT | 150 | . | . | . | VARCF-304 | NO
SPIRAL DUCT | 22 | 1.1 | ft | 0 | SPIRAL DUCT | 250 | . | . | . | VARCF-302/304 | NO
SPIRAL DUCT | 22 | 1.7 | ft | 0 | SPIRAL DUCT | 150 | . | . | . | VARCF-302 | NO
SPIRAL DUCT | 22 | 3.8 | ft | 0 | SPIRAL DUCT | 150 | . | . | . | VARCF-304 | NO
SPIRAL DUCT | 22 | 0.7 | ft | 0 | SPIRAL DUCT | 200 | . | . | . | VARCF-302/304 | NO
SPIRAL DUCT | 22 | 6.2 | ft | 0 | SPIRAL DUCT | 200 | . | . | . | VARCF-302/304 | NO
SPIRAL DUCT | 22 | 7.6 | ft | 0 | SPIRAL DUCT | 250 | . | . | . | VARCF-302/304 | NO
SPIRAL DUCT | 22 | 1.2 | ft | 0 | SPIRAL DUCT | 200 | . | . | . | VARCF-304 | NO
SPIRAL DUCT | 22 | 1.9 | ft | 0 | SPIRAL DUCT | 200 | . | . | . | VARCF-302/304 | NO
SPIRAL DUCT | 21 | 2.7 | ft | 0 | SPIRAL DUCT | 200 | . | . | . | VARCF-302/304 | NO
SPIRAL DUCT | 6 | 6.4 | ft | 0 | SPIRAL DUCT | 250 | . | . | . | VARCF-304 | NO
SPIRAL DUCT | 6 | 2.7 | ft | 0 | SPIRAL DUCT | 350 | . | . | . | VACF-301 | NO
SPIRAL DUCT | 6 | 2.7 | ft | 0 | SPIRAL DUCT | 250 | . | STAINLESS STEEL | . | VE-314-VE-0001 | NO
SPIRAL DUCT | 6 | 10.4 | ft | 0 | SPIRAL DUCT | 200 | . | . | . | VARCF-302/304 | NO
SPIRAL DUCT | 6 | 6.3 | ft | 0 | SPIRAL DUCT | 200 | . | . | . | VARCF-302/304 | NO
SPIRAL DUCT | 6 | 6.4 | ft | 0 | SPIRAL DUCT | 200 | . | . | . | VARCF-302/304 | NO
SPIRAL DUCT | 6 | 4.8 | ft | 0 | SPIRAL DUCT | 300 | . | . | . | VARCF-302 | NO
SPIRAL DUCT | 6 | 4.5 | ft | 0 | SPIRAL DUCT | 300 | . | . | . | VARCF-304 | NO
SPIRAL DUCT | 6 | 11.5 | ft | 0 | SPIRAL DUCT | 150 | . | . | . | VARCF-304 | NO
SPIRAL DUCT | 6 | 1.1 | ft | 0 | SPIRAL DUCT | 150 | . | . | . | VARCF-302 | NO
SPIRAL DUCT | 6 | 1.1 | ft | 0 | SPIRAL DUCT | 150 | . | . | . | VARCF-302/304 | NO
SPIRAL DUCT | 6 | 9.9 | ft | 0 | SPIRAL DUCT | 150 | . | . | . | VARCF-302 | NO
SPIRAL DUCT | 6 | 3.3 | ft | 0 | SPIRAL DUCT | 150 | . | . | . | VARCF-304 | NO
SPIRAL DUCT | 6 | 17.3 | ft | 0 | SPIRAL DUCT | 300 | . | . | . | VARCF-302 | NO
SPIRAL DUCT | 6 | 9 | ft | 0 | SPIRAL DUCT | 300 | . | . | . | VARCF-304 | NO
SPIRAL DUCT | 6 | 5.9 | ft | 0 | SPIRAL DUCT | 400 | . | . | . | VARCF-302 | NO
SPIRAL DUCT | 6 | 1.1 | ft | 0 | SPIRAL DUCT | 400 | . | . | . | VARCF-304 | NO
SPIRAL DUCT | 6 | 24.5 | ft | 0 | SPIRAL DUCT | 200 | w/ 1” ACOUSTICAL LINING | . | . | TRANSFER DUCT | NO
SPIRAL DUCT | 6 | 1.1 | ft | 0 | SPIRAL DUCT | 125 | . | . | . | VARCF-304/305 | NO
SPIRAL DUCT | 6 | 1.7 | ft | 0 | SPIRAL DUCT | 125 | . | . | . | VARCF-304/305 | NO
SPIRAL DUCT | 6 | 5.4 | ft | 0 | SPIRAL DUCT | 200 | . | . | . | VARCF-302 | NO
SPIRAL DUCT | 6 | 9.2 | ft | 0 | SPIRAL DUCT | 250 | . | . | . | VARCF-304 | NO
SPIRAL DUCT | 6 | 0.7 | ft | 0 | SPIRAL DUCT | 150 | . | . | . | VARCF-302 | NO
SPIRAL DUCT | 6 | 0.8 | ft | 0 | SPIRAL DUCT | 150 | . | . | . | VARCF-304 | NO
SPIRAL DUCT | 6 | 2.4 | ft | 0 | SPIRAL DUCT | 300 | . | . | . | VARCF-304 | NO
SPIRAL DUCT | 6 | 5.5 | ft | 0 | SPIRAL DUCT | 300 | . | . | . | VARCF-302 | NO
SPIRAL DUCT | 6 | 2.3 | ft | 0 | SPIRAL DUCT | 300 | . | . | . | VARCF-304 | NO
SPIRAL DUCT | 6 | 5.5 | ft | 0 | SPIRAL DUCT | 300 | . | . | . | VARCF-302 | NO
SPIRAL DUCT | 6 | 0.7 | ft | 0 | SPIRAL DUCT | 250 | . | . | . | VARCF-302/304 | NO
SPIRAL DUCT | 6 | 0.6 | ft | 0 | SPIRAL DUCT | 250 | . | . | . | VARCF-302/304 | NO
SPIRAL DUCT | 6 | 0.9 | ft | 0 | SPIRAL DUCT | 250 | . | . | . | VARCF-302/304 | NO
SPIRAL DUCT | 6 | 0.9 | ft | 0 | SPIRAL DUCT | 250 | . | . | . | VARCF-302/304 | NO
SPIRAL DUCT | 6 | 1 | ft | 0 | SPIRAL DUCT | 250 | . | . | . | VARCF-302/304 | NO
SPIRAL DUCT | 6 | 0.9 | ft | 0 | SPIRAL DUCT | 250 | . | . | . | VARCF-302/304 | NO
SPIRAL DUCT | 6 | 2.1 | ft | 0 | SPIRAL DUCT | 250 | . | . | . | VARCF-302/304 | NO
SPIRAL DUCT | 6 | 2.1 | ft | 0 | SPIRAL DUCT | 250 | . | . | . | VARCF-302/304 | NO
SPIRAL DUCT | 6 | 2.2 | ft | 0 | SPIRAL DUCT | 250 | . | . | . | VARCF-302/304 | NO
SPIRAL DUCT | 6 | 2.2 | ft | 0 | SPIRAL DUCT | 250 | . | . | . | VARCF-302/304 | NO
SPIRAL DUCT | 6 | 2.2 | ft | 0 | SPIRAL DUCT | 250 | . | . | . | VARCF-302/304 | NO
SPIRAL DUCT | 6 | 2.2 | ft | 0 | SPIRAL DUCT | 250 | . | . | . | VARCF-302/304 | NO
SPIRAL DUCT | 6 | 3.3 | ft | 0 | SPIRAL DUCT | 200 | . | . | . | VARCF-302/304 | NO
SPIRAL DUCT | 6 | 1.5 | ft | 0 | SPIRAL DUCT | 200 | . | . | . | VARCF-302/304 | NO
SPIRAL DUCT | 6 | 7.8 | ft | 0 | SPIRAL DUCT | 150 | . | . | . | VARCF-302 | NO
SPIRAL DUCT | 6 | 6.2 | ft | 0 | SPIRAL DUCT | 150 | . | . | . | VARCF-304 | NO
SPIRAL DUCT | 6 | 1.7 | ft | 0 | SPIRAL DUCT | 150 | . | . | . | VARCF-302/304 | NO
SPIRAL DUCT | 6 | 1.6 | ft | 0 | SPIRAL DUCT | 200 | . | . | . | VARCF-302/304 | NO
SPIRAL DUCT | 6 | 9.7 | ft | 0 | SPIRAL DUCT | 150 | . | . | . | VARCF-304 | NO
SPIRAL DUCT | 6 | 7.7 | ft | 0 | SPIRAL DUCT | 150 | . | . | . | VARCF-302 | NO
SPIRAL DUCT | 6 | 0.8 | ft | 0 | SPIRAL DUCT | 150 | . | . | . | VARCF-302/304 | NO
SPIRAL DUCT | 6 | 3.9 | ft | 0 | SPIRAL DUCT | 250 | . | . | . | VARCF-304 | NO
SPIRAL DUCT | 6 | 1.3 | ft | 0 | SPIRAL DUCT | 250 | . | . | . | VARCF-304 | NO
SPIRAL DUCT | 6 | 1.2 | ft | 0 | SPIRAL DUCT | 250 | . | . | . | VARCF-302 | NO
SPIRAL DUCT | 6 | 2.6 | ft | 0 | SPIRAL DUCT | 200 | . | . | . | VARCF-302 | NO
SPIRAL DUCT | 6 | 2.3 | ft | 0 | SPIRAL DUCT | 200 | . | . | . | VARCF-304 | NO
SPIRAL DUCT | 6 | 2.2 | ft | 0 | SPIRAL DUCT | 400 | . | . | . | VARCF-302 | NO
SPIRAL DUCT | 6 | 2.2 | ft | 0 | SPIRAL DUCT | 400 | . | . | . | VARCF-304 | NO
SPIRAL DUCT | 6 | 2.1 | ft | 0 | SPIRAL DUCT | 300 | . | . | . | VARCF-302 | NO
SPIRAL DUCT | 6 | 3.6 | ft | 0 | SPIRAL DUCT | 150 | . | . | . | VARCF-302/304 | NO
SPIRAL DUCT | 6 | 0.6 | ft | 0 | SPIRAL DUCT | 150 | . | . | . | VARCF-302/304 | NO
SPIRAL DUCT | 6 | 2.5 | ft | 0 | SPIRAL DUCT | 200 | . | . | . | VARCF-302 | NO
SPIRAL DUCT | 6 | 2.5 | ft | 0 | SPIRAL DUCT | 200 | . | . | . | VARCF-304 | NO
SPIRAL DUCT | 6 | 2.4 | ft | 0 | SPIRAL DUCT | 200 | . | . | . | VARCF-302 | NO
SPIRAL DUCT | 6 | 2.4 | ft | 0 | SPIRAL DUCT | 200 | . | . | . | VARCF-304 | NO
SPIRAL DUCT | 6 | 3.2 | ft | 0 | SPIRAL DUCT | 250 | . | . | . | VARCF-302 | NO
SPIRAL DUCT | 6 | 0.5 | ft | 0 | SPIRAL DUCT | 125 | . | . | . | VARCF-304 | NO
SPIRAL DUCT | 5 | 1.2 | ft | 0 | SPIRAL DUCT | 350 | . | . | . | VARCF-304 | NO
SPIRAL DUCT | 5 | 0.9 | ft | 0 | SPIRAL DUCT | 350 | . | . | . | VARCF-304 | NO
SPIRAL DUCT | 5 | 2.2 | ft | 0 | SPIRAL DUCT | 250 | . | . | . | VARCF-304/305 | NO
SPIRAL DUCT | 5 | 6.8 | ft | 0 | SPIRAL DUCT | 250 | . | . | . | VARCF-304/305 | NO
SPIRAL DUCT | 5 | 2.5 | ft | 0 | SPIRAL DUCT | 250 | . | . | . | VARCF-304/305 | NO
SPIRAL DUCT | 19 | 2.4 | ft | 0 | SPIRAL DUCT | 200 | . | . | . | VARCF-302/304 | NO
SPIRAL DUCT | 19 | 1.1 | ft | 0 | SPIRAL DUCT | 150 | . | . | . | VARCF-302/304 | NO
SPIRAL DUCT | 19 | 1.6 | ft | 0 | SPIRAL DUCT | 150 | . | . | . | VARCF-304 | NO
SPIRAL DUCT | 19 | 2.1 | ft | 0 | SPIRAL DUCT | 150 | . | . | . | VARCF-302 | NO
SPIRAL DUCT | 19 | 0.7 | ft | 0 | SPIRAL DUCT | 200 | . | . | . | VARCF-302/304 | NO
SPIRAL DUCT | 19 | 1.6 | ft | 0 | SPIRAL DUCT | 150 | . | . | . | VARCF-304 | NO
SPIRAL DUCT | 19 | 2.5 | ft | 0 | SPIRAL DUCT | 150 | . | . | . | VARCF-302 | NO
SPIRAL DUCT | 19 | 1 | ft | 0 | SPIRAL DUCT | 200 | . | . | . | VARCF-302/304 | NO
SPIRAL DUCT | 19 | 1.6 | ft | 0 | SPIRAL DUCT | 150 | . | . | . | VARCF-304 | NO
SPIRAL DUCT | 19 | 11.9 | ft | 0 | SPIRAL DUCT | 150 | . | . | . | VARCF-302 | NO
SPIRAL DUCT | 19 | 2.6 | ft | 0 | SPIRAL DUCT | 150 | . | . | . | VARCF-302 | NO
SPIRAL DUCT | 19 | 1.6 | ft | 0 | SPIRAL DUCT | 150 | . | . | . | VARCF-304 | NO
SPIRAL DUCT | 19 | 2.6 | ft | 0 | SPIRAL DUCT | 150 | . | . | . | VARCF-302 | NO
SPIRAL DUCT | 19 | 1.6 | ft | 0 | SPIRAL DUCT | 150 | . | . | . | VARCF-304 | NO
SPIRAL DUCT | 19 | 1.6 | ft | 0 | SPIRAL DUCT | 150 | . | . | . | VARCF-304 | NO
SPIRAL DUCT | 19 | 2.6 | ft | 0 | SPIRAL DUCT | 150 | . | . | . | VARCF-302 | NO
SPIRAL DUCT | 19 | 1.6 | ft | 0 | SPIRAL DUCT | 150 | . | . | . | VARCF-304 | NO
SPIRAL DUCT | 19 | 2.6 | ft | 0 | SPIRAL DUCT | 150 | . | . | . | VARCF-302 | NO
SPIRAL DUCT | 19 | 1.5 | ft | 0 | SPIRAL DUCT | 150 | . | . | . | VARCF-304 | NO
SPIRAL DUCT | 19 | 2.6 | ft | 0 | SPIRAL DUCT | 150 | . | . | . | VARCF-302 | NO
SPIRAL DUCT | 19 | 2.5 | ft | 0 | SPIRAL DUCT | 150 | . | . | . | VARCF-302 | NO
SPIRAL DUCT | 19 | 1.6 | ft | 0 | SPIRAL DUCT | 150 | . | . | . | VARCF-304 | NO
SPIRAL DUCT | 19 | 2.6 | ft | 0 | SPIRAL DUCT | 150 | . | . | . | VARCF-302 | NO
SPIRAL DUCT | 19 | 1.6 | ft | 0 | SPIRAL DUCT | 150 | . | . | . | VARCF-304 | NO
SPIRAL DUCT | 19 | 0.9 | ft | 0 | SPIRAL DUCT | 200 | . | . | . | VARCF-302/304 | NO
SPIRAL DUCT | 19 | 1 | ft | 0 | SPIRAL DUCT | 200 | . | . | . | VARCF-302/304 | NO
SPIRAL DUCT | 19 | 1.1 | ft | 0 | SPIRAL DUCT | 200 | . | . | . | VARCF-302/304 | NO
SPIRAL DUCT | 19 | 0.8 | ft | 0 | SPIRAL DUCT | 200 | . | . | . | VARCF-302/304 | NO
SPIRAL DUCT | 19 | 1 | ft | 0 | SPIRAL DUCT | 200 | . | . | . | VARCF-302/304 | NO
SPIRAL DUCT | 19 | 0.7 | ft | 0 | SPIRAL DUCT | 200 | . | . | . | VARCF-302/304 | NO
SPIRAL DUCT | 19 | 0.7 | ft | 0 | SPIRAL DUCT | 200 | . | . | . | VARCF-302/304 | NO
SPIRAL DUCT | 19 | 1 | ft | 0 | SPIRAL DUCT | 250 | . | . | . | VARCF-302/304 | NO
SPIRAL DUCT | 19 | 6.4 | ft | 0 | SPIRAL DUCT | 250 | . | . | . | VARCF-302/304 | NO
SPIRAL DUCT | 19 | 2.4 | ft | 0 | SPIRAL DUCT | 150 | . | . | . | VARCF-302/304 | NO
SPIRAL DUCT | 19 | 5.5 | ft | 0 | SPIRAL DUCT | 150 | . | . | . | VARCF-302/304 | NO
SPIRAL DUCT | 19 | 2.2 | ft | 0 | SPIRAL DUCT | 150 | . | . | . | VARCF-302/304 | NO
SPIRAL DUCT | 19 | 2.5 | ft | 0 | SPIRAL DUCT | 150 | . | . | . | VARCF-302/304 | NO
SPIRAL DUCT | 19 | 1.8 | ft | 0 | SPIRAL DUCT | 150 | . | . | . | VARCF-304 | NO
SPIRAL DUCT | 19 | 1.8 | ft | 0 | SPIRAL DUCT | 150 | . | . | . | VARCF-304 | NO
SPIRAL DUCT | 19 | 1.8 | ft | 0 | SPIRAL DUCT | 150 | . | . | . | VARCF-304 | NO
SPIRAL DUCT | 19 | 1.1 | ft | 0 | SPIRAL DUCT | 200 | . | . | . | VARCF-304 | NO
SPIRAL DUCT | 19 | 2.3 | ft | 0 | SPIRAL DUCT | 200 | . | . | . | VARCF-302 | NO
SPIRAL DUCT | 19 | 1.1 | ft | 0 | SPIRAL DUCT | 200 | . | . | . | VARCF-302/304 | NO
SPIRAL DUCT | 19 | 1 | ft | 0 | SPIRAL DUCT | 200 | . | . | . | VARCF-302/304 | NO
SPIRAL DUCT | 19 | 1.1 | ft | 0 | SPIRAL DUCT | 200 | . | . | . | VARCF-302/304 | NO
SPIRAL DUCT | 19 | 1.1 | ft | 0 | SPIRAL DUCT | 200 | . | . | . | VARCF-302/304 | NO
SPIRAL DUCT | 19 | 3 | ft | 0 | SPIRAL DUCT | 250 | . | . | . | VARCF-302/304 | NO
SPIRAL DUCT | 19 | 6.4 | ft | 0 | SPIRAL DUCT | 150 | . | . | . | VARCF-302/304 | NO
SPIRAL DUCT | 19 | 2.4 | ft | 0 | SPIRAL DUCT | 150 | . | . | . | VARCF-304 | NO
SPIRAL DUCT | 19 | 2.5 | ft | 0 | SPIRAL DUCT | 150 | . | . | . | VARCF-304 | NO
SPIRAL DUCT | 19 | 2.3 | ft | 0 | SPIRAL DUCT | 150 | . | . | . | VARCF-302 | NO
SPIRAL DUCT | 19 | 1.7 | ft | 0 | SPIRAL DUCT | 150 | . | . | . | VARCF-304 | NO
SPIRAL DUCT | 19 | 1.5 | ft | 0 | SPIRAL DUCT | 150 | . | . | . | VARCF-302/304 | NO
SPIRAL DUCT | 19 | 6.2 | ft | 0 | SPIRAL DUCT | 150 | . | . | . | VARCF-302/304 | NO
SPIRAL DUCT | 19 | 1.6 | ft | 0 | SPIRAL DUCT | 150 | . | . | . | VARCF-304 | NO
SPIRAL DUCT | 19 | 2.3 | ft | 0 | SPIRAL DUCT | 150 | . | . | . | VARCF-302 | NO
SPIRAL DUCT | 19 | 6.1 | ft | 0 | SPIRAL DUCT | 150 | . | . | . | VARCF-302/304 | NO
SPIRAL DUCT | 19 | 6 | ft | 0 | SPIRAL DUCT | 150 | . | . | . | VARCF-302/304 | NO
SPIRAL DUCT | 19 | 1.6 | ft | 0 | SPIRAL DUCT | 150 | . | . | . | VARCF-304 | NO
SPIRAL DUCT | 19 | 2.4 | ft | 0 | SPIRAL DUCT | 150 | . | . | . | VARCF-302 | NO
SPIRAL DUCT | 19 | 2.3 | ft | 0 | SPIRAL DUCT | 150 | . | . | . | VARCF-302 | NO
SPIRAL DUCT | 19 | 1.4 | ft | 0 | SPIRAL DUCT | 150 | . | . | . | VARCF-304 | NO
SPIRAL DUCT | 19 | 5.8 | ft | 0 | SPIRAL DUCT | 150 | . | . | . | VARCF-302/304 | NO
SPIRAL DUCT | 19 | 5.9 | ft | 0 | SPIRAL DUCT | 200 | . | . | . | VARCF-302/304 | NO
SPIRAL DUCT | 19 | 1.3 | ft | 0 | SPIRAL DUCT | 150 | . | . | . | VARCF-304 | NO
SPIRAL DUCT | 19 | 2.4 | ft | 0 | SPIRAL DUCT | 150 | . | . | . | VARCF-302 | NO
SPIRAL DUCT | 19 | 1.3 | ft | 0 | SPIRAL DUCT | 150 | . | . | . | VARCF-304 | NO
SPIRAL DUCT | 19 | 2.3 | ft | 0 | SPIRAL DUCT | 150 | . | . | . | VARCF-302 | NO
SPIRAL DUCT | 19 | 6.1 | ft | 0 | SPIRAL DUCT | 200 | . | . | . | VARCF-302/304 | NO
SPIRAL DUCT | 19 | 5.9 | ft | 0 | SPIRAL DUCT | 250 | . | . | . | VARCF-302/304 | NO
SPIRAL DUCT | 19 | 1.4 | ft | 0 | SPIRAL DUCT | 150 | . | . | . | VARCF-304 | NO
SPIRAL DUCT | 19 | 2.1 | ft | 0 | SPIRAL DUCT | 150 | . | . | . | VARCF-302 | NO
SPIRAL DUCT | 19 | 5.3 | ft | 0 | SPIRAL DUCT | 250 | . | . | . | VARCF-302 | NO
SPIRAL DUCT | 19 | 1 | ft | 0 | SPIRAL DUCT | 250 | . | . | . | VARCF-304 | NO
SPIRAL DUCT | 19 | 3.1 | ft | 0 | SPIRAL DUCT | 200 | . | . | . | VARCF-302/304 | NO
SPIRAL DUCT | 19 | 2.3 | ft | 0 | SPIRAL DUCT | 200 | . | . | . | VARCF-302/304 | NO
SPIRAL DUCT | 19 | 7.1 | ft | 0 | SPIRAL DUCT | 200 | . | . | . | VARCF-302/304 | NO
SPIRAL DUCT | 19 | 2 | ft | 0 | SPIRAL DUCT | 250 | . | . | . | VARCF-302/304 | NO
SPIRAL DUCT | 19 | 1.3 | ft | 0 | SPIRAL DUCT | 250 | . | . | . | VARCF-302/304 | NO
SPIRAL DUCT | 19 | 1.3 | ft | 0 | SPIRAL DUCT | 150 | . | . | . | VARCF-302 | NO
SPIRAL DUCT | 19 | 1.2 | ft | 0 | SPIRAL DUCT | 150 | . | . | . | VARCF-304 | NO
SPIRAL DUCT | 19 | 2.1 | ft | 0 | SPIRAL DUCT | 150 | . | . | . | VARCF-304 | NO
SPIRAL DUCT | 19 | 1.1 | ft | 0 | SPIRAL DUCT | 150 | . | . | . | VARCF-302/304 | NO
SPIRAL DUCT | 19 | 1.8 | ft | 0 | SPIRAL DUCT | 250 | . | . | . | VARCF-302/304 | NO
SPIRAL DUCT | 19 | 4.3 | ft | 0 | SPIRAL DUCT | 300 | . | . | . | VACF-301 | NO
SPIRAL DUCT | 19 | 5.5 | ft | 0 | SPIRAL DUCT | 150 | . | . | . | VARCF-302/304 | NO
SPIRAL DUCT | 19 | 1.9 | ft | 0 | SPIRAL DUCT | 150 | . | . | . | VARCF-304 | NO
SPIRAL DUCT | 19 | 2.5 | ft | 0 | SPIRAL DUCT | 150 | . | . | . | VARCF-302 | NO
SPIRAL DUCT | 19 | 2.6 | ft | 0 | SPIRAL DUCT | 200 | . | . | . | VARCF-304 | NO
SPIRAL DUCT | 19 | 2.5 | ft | 0 | SPIRAL DUCT | 200 | . | . | . | VARCF-302 | NO
SPIRAL DUCT | 19 | 1.9 | ft | 0 | SPIRAL DUCT | 150 | . | . | . | VARCF-302 | NO
SPIRAL DUCT | 19 | 1.9 | ft | 0 | SPIRAL DUCT | 150 | . | . | . | VARCF-304 | NO
SPIRAL DUCT | 19 | 1.9 | ft | 0 | SPIRAL DUCT | 150 | . | . | . | VARCF-304 | NO
SPIRAL DUCT | 19 | 1.9 | ft | 0 | SPIRAL DUCT | 150 | . | . | . | VARCF-302 | NO
SPIRAL DUCT | 19 | 1.6 | ft | 0 | SPIRAL DUCT | 250 | . | . | . | VARCF-302/304 | NO
SPIRAL DUCT | 19 | 2.2 | ft | 0 | SPIRAL DUCT | 250 | . | . | . | VARCF-302/304 | NO
SPIRAL DUCT | 19 | 1.2 | ft | 0 | SPIRAL DUCT | 150 | . | . | . | VARCF-302 | NO
SPIRAL DUCT | 19 | 2.8 | ft | 0 | SPIRAL DUCT | 150 | . | . | . | VARCF-304 | NO
SPIRAL DUCT | 19 | 3.6 | ft | 0 | SPIRAL DUCT | 150 | . | . | . | VARCF-304 | NO
SPIRAL DUCT | 19 | 3.5 | ft | 0 | SPIRAL DUCT | 150 | . | . | . | VARCF-302 | NO
SPIRAL DUCT | 19 | 1.7 | ft | 0 | SPIRAL DUCT | 250 | . | . | . | VARCF-302/304 | NO
SPIRAL DUCT | 19 | 1.2 | ft | 0 | SPIRAL DUCT | 250 | . | . | . | VARCF-302/304 | NO
SPIRAL DUCT | 19 | 3.6 | ft | 0 | SPIRAL DUCT | 150 | . | . | . | VARCF-304 | NO
SPIRAL DUCT | 19 | 3.4 | ft | 0 | SPIRAL DUCT | 150 | . | . | . | VARCF-302 | NO
SPIRAL DUCT | 19 | 4.3 | ft | 0 | SPIRAL DUCT | 150 | . | . | . | VARCF-304 | NO
SPIRAL DUCT | 19 | 3.9 | ft | 0 | SPIRAL DUCT | 150 | . | . | . | VARCF-302 | NO
SPIRAL DUCT | 19 | 4.1 | ft | 0 | SPIRAL DUCT | 250 | . | . | . | VARCF-302/304 | NO
SPIRAL DUCT | 19 | 1 | ft | 0 | SPIRAL DUCT | 250 | . | . | . | VARCF-302/304 | NO
SPIRAL DUCT | 19 | 1.8 | ft | 0 | SPIRAL DUCT | 250 | . | . | . | VARCF-302/304 | NO
SPIRAL DUCT | 19 | 1.3 | ft | 0 | SPIRAL DUCT | 200 | . | . | . | VARCF-302 | NO
SPIRAL DUCT | 19 | 1.3 | ft | 0 | SPIRAL DUCT | 200 | . | . | . | VARCF-304 | NO
SPIRAL DUCT | 19 | 1.3 | ft | 0 | SPIRAL DUCT | 200 | . | . | . | VARCF-304 | NO
SPIRAL DUCT | 19 | 1.2 | ft | 0 | SPIRAL DUCT | 200 | . | . | . | VARCF-302 | NO
SPIRAL DUCT | 19 | 2 | ft | 0 | SPIRAL DUCT | 250 | . | . | . | VARCF-304 | NO
SPIRAL DUCT | 19 | 1 | ft | 0 | SPIRAL DUCT | 250 | . | . | . | VARCF-302 | NO
SPIRAL DUCT | 19 | 2.4 | ft | 0 | SPIRAL DUCT | 250 | . | . | . | VARCF-302/304 | NO
SPIRAL DUCT | 19 | 1.9 | ft | 0 | SPIRAL DUCT | 250 | . | . | . | VARCF-302/304 | NO
SPIRAL DUCT | 19 | 0.6 | ft | 0 | SPIRAL DUCT | 250 | . | . | . | VARCF-302 | NO
SPIRAL DUCT | 19 | 1.8 | ft | 0 | SPIRAL DUCT | 250 | . | . | . | VARCF-304 | NO
SPIRAL DUCT | 19 | 2 | ft | 0 | SPIRAL DUCT | 250 | . | . | . | VARCF-302/304 | NO
SPIRAL DUCT | 18 | 5 | ft | 0 | SPIRAL DUCT | 250 | . | . | . | VARCF-304/305 | NO
SPIRAL DUCT | 18 | 3.6 | ft | 0 | SPIRAL DUCT | 150 | . | . | . | VARCF-304 | NO
SPIRAL DUCT | 18 | 1 | ft | 0 | SPIRAL DUCT | 150 | . | . | . | VARCF-305 | NO
SPIRAL DUCT | 18 | 5.5 | ft | 0 | SPIRAL DUCT | 150 | . | . | . | VARCF-304 | NO
SPIRAL DUCT | 18 | 1 | m | 0 | SPIRAL DUCT | 150 | . | . | . | VARCF-305 | NO
SPIRAL DUCT | 18 | 5.5 | ft | 0 | SPIRAL DUCT | 150 | . | . | . | VARCF-304 | NO
SPIRAL DUCT | 18 | 1.1 | m | 0 | SPIRAL DUCT | 150 | . | . | . | VARCF-305 | NO
SPIRAL DUCT | 18 | 5.5 | ft | 0 | SPIRAL DUCT | 150 | . | . | . | VARCF-304 | NO
SPIRAL DUCT | 18 | 1.2 | m | 0 | SPIRAL DUCT | 150 | . | . | . | VARCF-305 | NO
SPIRAL DUCT | 18 | 5.5 | ft | 0 | SPIRAL DUCT | 150 | . | . | . | VARCF-304 | NO
SPIRAL DUCT | 18 | 1.2 | m | 0 | SPIRAL DUCT | 150 | . | . | . | VARCF-305 | NO
SPIRAL DUCT | 18 | 5.6 | ft | 0 | SPIRAL DUCT | 150 | . | . | . | VARCF-304 | NO
SPIRAL DUCT | 18 | 1.3 | m | 0 | SPIRAL DUCT | 150 | . | . | . | VARCF-305 | NO
SPIRAL DUCT | 18 | 5.5 | ft | 0 | SPIRAL DUCT | 150 | . | . | . | VARCF-304 | NO
SPIRAL DUCT | 18 | 1.3 | m | 0 | SPIRAL DUCT | 150 | . | . | . | VARCF-305 | NO
SPIRAL DUCT | 18 | 0.4 | m | 0 | SPIRAL DUCT | 200 | . | . | . | VARCF-305 | NO
SPIRAL DUCT | 18 | 0.5 | m | 0 | SPIRAL DUCT | 250 | . | . | . | VARCF-304 | NO
SPIRAL DUCT | 18 | 2.1 | m | 0 | SPIRAL DUCT | 200 | . | . | . | VARCF-304/305 | NO
SPIRAL DUCT | 18 | 0.1 | m | 0 | SPIRAL DUCT | 200 | . | . | . | VARCF-304/305 | NO
SPIRAL DUCT | 18 | 2.2 | m | 0 | SPIRAL DUCT | 200 | . | . | . | VARCF-305 | NO
SPIRAL DUCT | 18 | 0.9 | m | 0 | SPIRAL DUCT | 200 | . | . | . | VARCF-304 | NO
SPIRAL DUCT | 18 | 1.3 | ft | 0 | SPIRAL DUCT | 250 | . | . | . | VARCF-304/305 | NO
SPIRAL DUCT | 18 | 1.3 | ft | 0 | SPIRAL DUCT | 250 | . | . | . | VARCF-304/305 | NO
SPIRAL DUCT | 18 | 8.9 | ft | 0 | SPIRAL DUCT | 250 | . | . | . | VARCF-304/305 | NO
SPIRAL DUCT | 18 | 2.3 | m | 0 | SPIRAL DUCT | 150 | . | . | . | VARCF-305 | NO
SPIRAL DUCT | 18 | 0.3 | m | 0 | SPIRAL DUCT | 150 | . | . | . | VARCF-304 | NO
SPIRAL DUCT | 18 | 0.3 | m | 0 | SPIRAL DUCT | 150 | . | . | . | VARCF-304 | NO
SPIRAL DUCT | 18 | 2.3 | m | 0 | SPIRAL DUCT | 150 | . | . | . | VARCF-305 | NO
SPIRAL DUCT | 18 | 1.9 | m | 0 | SPIRAL DUCT | 150 | . | . | . | VARCF-305 | NO
SPIRAL DUCT | 18 | 0.3 | m | 0 | SPIRAL DUCT | 150 | . | . | . | VARCF-304 | NO
SPIRAL DUCT | 18 | 2.9 | m | 0 | SPIRAL DUCT | 150 | . | . | . | VARCF-305 | NO
SPIRAL DUCT | 18 | 0.5 | ft | 0 | SPIRAL DUCT | 200 | . | . | . | VARCF-304/305 | NO
SPIRAL DUCT | 18 | 0.6 | ft | 0 | SPIRAL DUCT | 200 | . | . | . | VARCF-304/305 | NO
SPIRAL DUCT | 18 | 0.8 | ft | 0 | SPIRAL DUCT | 200 | . | . | . | VARCF-304/305 | NO
SPIRAL DUCT | 18 | 1.4 | ft | 0 | SPIRAL DUCT | 150 | . | . | . | VARCF-304 | NO
SPIRAL DUCT | 18 | 5 | ft | 0 | SPIRAL DUCT | 150 | . | . | . | VARCF-304 | NO
SPIRAL DUCT | 18 | 1.9 | ft | 0 | SPIRAL DUCT | 150 | . | . | . | VARCF-305 | NO
SPIRAL DUCT | 18 | 6.5 | ft | 0 | SPIRAL DUCT | 150 | . | . | . | VARCF-304 | NO
SPIRAL DUCT | 18 | 1.7 | ft | 0 | SPIRAL DUCT | 150 | . | . | . | VARCF-305 | NO
SPIRAL DUCT | 18 | 0.8 | ft | 0 | SPIRAL DUCT | 150 | . | . | . | VARCF-304/305 | NO
SPIRAL DUCT | 18 | 1.7 | ft | 0 | SPIRAL DUCT | 150 | . | . | . | VARCF-305 | NO
SPIRAL DUCT | 18 | 0.8 | ft | 0 | SPIRAL DUCT | 150 | . | . | . | VARCF-304/305 | NO
SPIRAL DUCT | 18 | 2.1 | ft | 0 | SPIRAL DUCT | 150 | . | . | . | VARCF-304 | NO
SPIRAL DUCT | 18 | 1.7 | ft | 0 | SPIRAL DUCT | 150 | . | . | . | VARCF-305 | NO
SPIRAL DUCT | 18 | 0.8 | ft | 0 | SPIRAL DUCT | 150 | . | . | . | VARCF-304/305 | NO
SPIRAL DUCT | 18 | 2 | ft | 0 | SPIRAL DUCT | 150 | . | . | . | VARCF-304 | NO
SPIRAL DUCT | 18 | 2.7 | ft | 0 | SPIRAL DUCT | 150 | . | . | . | VARCF-304 | NO
SPIRAL DUCT | 18 | 1.3 | ft | 0 | SPIRAL DUCT | 150 | . | . | . | VARCF-305 | NO
SPIRAL DUCT | 18 | 0.8 | ft | 0 | SPIRAL DUCT | 150 | . | . | . | VARCF-304/305 | NO
SPIRAL DUCT | 18 | 1.4 | ft | 0 | SPIRAL DUCT | 150 | . | . | . | VARCF-305 | NO
SPIRAL DUCT | 18 | 2.3 | ft | 0 | SPIRAL DUCT | 150 | . | . | . | VARCF-304 | NO
SPIRAL DUCT | 18 | 0.8 | ft | 0 | SPIRAL DUCT | 150 | . | . | . | VARCF-304/305 | NO
SPIRAL DUCT | 18 | 2.3 | ft | 0 | SPIRAL DUCT | 150 | . | . | . | VARCF-304 | NO
SPIRAL DUCT | 18 | 1.2 | ft | 0 | SPIRAL DUCT | 150 | . | . | . | VARCF-305 | NO
SPIRAL DUCT | 18 | 0.8 | ft | 0 | SPIRAL DUCT | 150 | . | . | . | VARCF-304/305 | NO
SPIRAL DUCT | 18 | 2.3 | ft | 0 | SPIRAL DUCT | 200 | . | . | . | VARCF-304 | NO
SPIRAL DUCT | 18 | 0.8 | ft | 0 | SPIRAL DUCT | 200 | . | . | . | VARCF-305 | NO
SPIRAL DUCT | 18 | 2.5 | ft | 0 | SPIRAL DUCT | 200 | . | . | . | VARCF-304/305 | NO
SPIRAL DUCT | 18 | 0.6 | ft | 0 | SPIRAL DUCT | 200 | . | . | . | VARCF-304/305 | NO
SPIRAL DUCT | 18 | 10.1 | ft | 0 | SPIRAL DUCT | 200 | . | . | . | VARCF-304 | NO
SPIRAL DUCT | 18 | 1.8 | ft | 0 | SPIRAL DUCT | 200 | . | . | . | VARCF-305 | NO
SPIRAL DUCT | 18 | 4.8 | ft | 0 | SPIRAL DUCT | 200 | . | . | . | VARCF-304/305 | NO
SPIRAL DUCT | 18 | 1.3 | ft | 0 | SPIRAL DUCT | 150 | . | . | . | VARCF-304 | NO
SPIRAL DUCT | 18 | 4.6 | ft | 0 | SPIRAL DUCT | 150 | . | . | . | VARCF-305 | NO
SPIRAL DUCT | 18 | 1.8 | ft | 0 | SPIRAL DUCT | 250 | . | . | . | VARCF-305 | NO
SPIRAL DUCT | 18 | 1.2 | ft | 0 | SPIRAL DUCT | 250 | . | . | . | VARCF-304 | NO
SPIRAL DUCT | 18 | 1 | ft | 0 | SPIRAL DUCT | 250 | . | . | . | VARCF-304/305 | NO
SPIRAL DUCT | 18 | 2.3 | ft | 0 | SPIRAL DUCT | 200 | . | . | . | VARCF-305 | NO
SPIRAL DUCT | 18 | 1.6 | ft | 0 | SPIRAL DUCT | 200 | . | . | . | VARCF-304 | NO
SPIRAL DUCT | 18 | 1.2 | ft | 0 | SPIRAL DUCT | 300 | . | . | . | VARCF-304/305 | NO
SPIRAL DUCT | 18 | 1 | ft | 0 | SPIRAL DUCT | 300 | . | . | . | VARCF-304/305 | NO
SPIRAL DUCT | 18 | 1.9 | ft | 0 | SPIRAL DUCT | 300 | . | . | . | VARCF-304/305 | NO
SPIRAL DUCT | 18 | 5.2 | ft | 0 | SPIRAL DUCT | 150 | . | . | . | VARCF-305 | NO
SPIRAL DUCT | 18 | 2.2 | ft | 0 | SPIRAL DUCT | 200 | . | . | . | VARCF-304 | NO
SPIRAL DUCT | 18 | 2.2 | ft | 0 | SPIRAL DUCT | 200 | . | . | . | VARCF-305 | NO
SPIRAL DUCT | 18 | 5.3 | ft | 0 | SPIRAL DUCT | 200 | . | . | . | VARCF-304 | NO
SPIRAL DUCT | 18 | 2.3 | ft | 0 | SPIRAL DUCT | 150 | . | . | . | VARCF-304 | NO
SPIRAL DUCT | 18 | 1.4 | ft | 0 | SPIRAL DUCT | 150 | . | . | . | VARCF-304/305 | NO
SPIRAL DUCT | 18 | 1.4 | ft | 0 | SPIRAL DUCT | 150 | . | . | . | VARCF-304/305 | NO
SPIRAL DUCT | 18 | 8.1 | ft | 0 | SPIRAL DUCT | 150 | . | . | . | VARCF-304 | NO
SPIRAL DUCT | 18 | 0.8 | ft | 0 | SPIRAL DUCT | 150 | . | . | . | VARCF-305 | NO
SPIRAL DUCT | 18 | 1 | ft | 0 | SPIRAL DUCT | 250 | . | . | . | VARCF-305 | NO
SPIRAL DUCT | 18 | 2.8 | ft | 0 | SPIRAL DUCT | 250 | . | . | . | VARCF-304 | NO
SPIRAL DUCT | 18 | 2.8 | ft | 0 | SPIRAL DUCT | 300 | . | . | . | VARCF-304/305 | NO
SPIRAL DUCT | 18 | 2.8 | ft | 0 | SPIRAL DUCT | 300 | . | . | . | VARCF-304/305 | NO
SPIRAL DUCT | 18 | 4 | ft | 0 | SPIRAL DUCT | 200 | . | . | . | VARCF-304/305 | NO
SPIRAL DUCT | 18 | 2.1 | ft | 0 | SPIRAL DUCT | 200 | . | . | . | VARCF-304/305 | NO
SPIRAL DUCT | 18 | 8.2 | ft | 0 | SPIRAL DUCT | 200 | . | . | . | VARCF-304/305 | NO
SPIRAL DUCT | 18 | 6.7 | ft | 0 | SPIRAL DUCT | 200 | . | . | . | VARCF-304/305 | NO
SPIRAL DUCT | 18 | 0.7 | ft | 0 | SPIRAL DUCT | 200 | . | . | . | VARCF-304/305 | NO
SPIRAL DUCT | 18 | 0.7 | ft | 0 | SPIRAL DUCT | 200 | . | . | . | VARCF-304/305 | NO
SPIRAL DUCT | 18 | 0.7 | ft | 0 | SPIRAL DUCT | 200 | . | . | . | VARCF-304/305 | NO
SPIRAL DUCT | 18 | 1.2 | ft | 0 | SPIRAL DUCT | 200 | . | . | . | VARCF-304/305 | NO
SPIRAL DUCT | 18 | 1 | ft | 0 | SPIRAL DUCT | 200 | . | . | . | VARCF-304/305 | NO
SPIRAL DUCT | 18 | 1 | ft | 0 | SPIRAL DUCT | 200 | . | . | . | VARCF-304/305 | NO
SPIRAL DUCT | 18 | 2.6 | ft | 0 | SPIRAL DUCT | 200 | . | . | . | VARCF-304/305 | NO
SPIRAL DUCT | 18 | 2.6 | ft | 0 | SPIRAL DUCT | 200 | . | . | . | VARCF-304/305 | NO
SPIRAL DUCT | 18 | 4.2 | ft | 0 | SPIRAL DUCT | 250 | . | . | . | VARCF-304 | NO
SPIRAL DUCT | 18 | 2.7 | ft | 0 | SPIRAL DUCT | 250 | . | . | . | VARCF-305 | NO
SPIRAL DUCT | 18 | 1.6 | ft | 0 | SPIRAL DUCT | 200 | . | . | . | VARCF-304 | NO
SPIRAL DUCT | 18 | 0.7 | ft | 0 | SPIRAL DUCT | 200 | . | . | . | VARCF-305 | NO
SPIRAL DUCT | 18 | 2.4 | ft | 0 | SPIRAL DUCT | 150 | . | . | . | VARCF-305 | NO
SPIRAL DUCT | 18 | 0.7 | ft | 0 | SPIRAL DUCT | 150 | . | . | . | VARCF-304 | NO
SPIRAL DUCT | 18 | 0.9 | ft | 0 | SPIRAL DUCT | 150 | . | . | . | VARCF-304 | NO
SPIRAL DUCT | 18 | 2.4 | ft | 0 | SPIRAL DUCT | 150 | . | . | . | VARCF-305 | NO
SPIRAL DUCT | 18 | 1 | ft | 0 | SPIRAL DUCT | 150 | . | . | . | VARCF-304/305 | NO
SPIRAL DUCT | 18 | 1.2 | ft | 0 | SPIRAL DUCT | 150 | . | . | . | VARCF-304/305 | NO
SPIRAL DUCT | 18 | 1.5 | ft | 0 | SPIRAL DUCT | 150 | . | STAINLESS STEEL | . | VE-314-VE-0001 | NO
SPIRAL DUCT | 18 | 7 | ft | 0 | SPIRAL DUCT | 250 | . | . | . | VARCF-304 | NO
SPIRAL DUCT | 18 | 0.8 | ft | 0 | SPIRAL DUCT | 250 | . | . | . | VARCF-305 | NO
SPIRAL DUCT | 18 | 4.1 | ft | 0 | SPIRAL DUCT | 250 | . | . | . | VARCF-305 | NO
SPIRAL DUCT | 18 | 0.7 | ft | 0 | SPIRAL DUCT | 200 | . | . | . | VARCF-304/305 | NO
SPIRAL DUCT | 18 | 0.7 | ft | 0 | SPIRAL DUCT | 200 | . | . | . | VARCF-304/305 | NO
SPIRAL DUCT | 18 | 0.7 | ft | 0 | SPIRAL DUCT | 200 | . | . | . | VARCF-304/305 | NO
SPIRAL DUCT | 18 | 0.7 | ft | 0 | SPIRAL DUCT | 200 | . | . | . | VARCF-304/305 | NO
SPIRAL DUCT | 18 | 1.2 | ft | 0 | SPIRAL DUCT | 200 | . | . | . | VARCF-304/305 | NO
SPIRAL DUCT | 18 | 1.2 | ft | 0 | SPIRAL DUCT | 200 | . | . | . | VARCF-304/305 | NO
SPIRAL DUCT | 18 | 1.1 | ft | 0 | SPIRAL DUCT | 200 | . | . | . | VARCF-304/305 | NO
SPIRAL DUCT | 18 | 1.1 | ft | 0 | SPIRAL DUCT | 200 | . | . | . | VARCF-304/305 | NO
SPIRAL DUCT | 18 | 1.5 | ft | 0 | SPIRAL DUCT | 250 | . | . | . | VFC-343 | NO
SPIRAL DUCT | 18 | 1.5 | ft | 0 | SPIRAL DUCT | 250 | . | . | . | VFC-343 | NO
SPIRAL DUCT | 18 | 7.4 | ft | 0 | SPIRAL DUCT | 250 | . | . | . | VFC-343 | NO
SPIRAL DUCT | 18 | 2.9 | ft | 0 | SPIRAL DUCT | 250 | . | . | . | VFC-343 | NO
SPIRAL DUCT | 18 | 3.2 | ft | 0 | SPIRAL DUCT | 250 | . | . | . | VFC-343 | NO
SPIRAL DUCT | 18 | 5.3 | ft | 0 | SPIRAL DUCT | 150 | . | . | . | VARCF-302 | NO
SPIRAL DUCT | 18 | 8.5 | ft | 0 | SPIRAL DUCT | 150 | . | . | . | VARCF-302 | NO
SPIRAL DUCT | 18 | 5.1 | ft | 0 | SPIRAL DUCT | 200 | . | . | . | VARCF-304/305 | NO
SPIRAL DUCT | 18 | 2.2 | ft | 0 | SPIRAL DUCT | 150 | . | . | . | VARCF-304 | NO
SPIRAL DUCT | 18 | 4.4 | ft | 0 | SPIRAL DUCT | 200 | . | . | . | VARCF-304/305 | NO
SPIRAL DUCT | 18 | 0.9 | ft | 0 | SPIRAL DUCT | 200 | . | . | . | VARCF-304/305 | NO
SPIRAL DUCT | 18 | 3 | ft | 0 | SPIRAL DUCT | 200 | . | . | . | VARCF-304 | NO
SPIRAL DUCT | 18 | 2.5 | ft | 0 | SPIRAL DUCT | 200 | . | . | . | VARCF-302 | NO
SPIRAL DUCT | 18 | 4.9 | ft | 0 | SPIRAL DUCT | 200 | . | . | . | VARCF-304/305 | NO
SPIRAL DUCT | 18 | 1.4 | ft | 0 | SPIRAL DUCT | 250 | . | . | . | VARCF-304/305 | NO
SPIRAL DUCT | 18 | 0.7 | ft | 0 | SPIRAL DUCT | 250 | . | . | . | VARCF-304/305 | NO
SPIRAL DUCT | 18 | 2.6 | ft | 0 | SPIRAL DUCT | 250 | . | . | . | VARCF-302 | NO
SPIRAL DUCT | 18 | 1.5 | ft | 0 | SPIRAL DUCT | 250 | . | . | . | VARCF-304 | NO
SPIRAL DUCT | 18 | 5.8 | ft | 0 | SPIRAL DUCT | 200 | . | . | . | VARCF-302/304 | NO
SPIRAL DUCT | 18 | 5.7 | ft | 0 | SPIRAL DUCT | 150 | . | . | . | VARCF-302 | NO
SPIRAL DUCT | 18 | 4.1 | ft | 0 | SPIRAL DUCT | 150 | . | . | . | VARCF-304 | NO
SPIRAL DUCT | 18 | 0.8 | ft | 0 | SPIRAL DUCT | 200 | . | . | . | VARCF-304/305 | NO
SPIRAL DUCT | 15 | 2 | ft | 0 | SPIRAL DUCT | 150 | . | . | . | VARCF-304 | NO
SPIRAL DUCT | 15 | 4.9 | ft | 0 | SPIRAL DUCT | 150 | . | . | . | VARCF-304/305 | NO
SPIRAL DUCT | 15 | 2.7 | ft | 0 | SPIRAL DUCT | 150 | . | . | . | VARCF-305 | NO
SPIRAL DUCT | 15 | 1.8 | ft | 0 | SPIRAL DUCT | 200 | . | . | . | VARCF-304/305 | NO
SPIRAL DUCT | 15 | 1 | ft | 0 | SPIRAL DUCT | 150 | . | . | . | VARCF-304 | NO
SPIRAL DUCT | 15 | 0.7 | ft | 0 | SPIRAL DUCT | 150 | . | . | . | VARCF-304/305 | NO
SPIRAL DUCT | 15 | 0.8 | ft | 0 | SPIRAL DUCT | 150 | . | . | . | VARCF-305 | NO
SPIRAL DUCT | 15 | 5.7 | ft | 0 | SPIRAL DUCT | 150 | . | . | . | VARCF-304 | NO
SPIRAL DUCT | 15 | 2.6 | ft | 0 | SPIRAL DUCT | 150 | . | . | . | VARCF-304 | NO
SPIRAL DUCT | 15 | 0.5 | ft | 0 | SPIRAL DUCT | 150 | . | . | . | VARCF-304/305 | NO
SPIRAL DUCT | 15 | 2.1 | ft | 0 | SPIRAL DUCT | 150 | . | . | . | VARCF-304/305 | NO
SPIRAL DUCT | 15 | 1 | ft | 0 | SPIRAL DUCT | 150 | . | . | . | VARCF-305 | NO
SPIRAL DUCT | 15 | 1.1 | ft | 0 | SPIRAL DUCT | 200 | . | . | . | VARCF-304/305 | NO
SPIRAL DUCT | 15 | 2.7 | ft | 0 | SPIRAL DUCT | 200 | . | . | . | VARCF-304/305 | NO
SPIRAL DUCT | 15 | 3 | ft | 0 | SPIRAL DUCT | 200 | . | . | . | VARCF-304 | NO
SPIRAL DUCT | 15 | 1 | ft | 0 | SPIRAL DUCT | 200 | . | . | . | VARCF-305 | NO
SPIRAL DUCT | 15 | 5.1 | ft | 0 | SPIRAL DUCT | 200 | . | . | . | VARCF-304/305 | NO
SPIRAL DUCT | 15 | 5 | ft | 0 | SPIRAL DUCT | 150 | . | . | . | VARCF-304/305 | NO
SPIRAL DUCT | 15 | 1.5 | ft | 0 | SPIRAL DUCT | 150 | . | . | . | VARCF-304 | NO
SPIRAL DUCT | 15 | 1.4 | ft | 0 | SPIRAL DUCT | 150 | . | . | . | VARCF-304 | NO
SPIRAL DUCT | 15 | 0.5 | ft | 0 | SPIRAL DUCT | 150 | . | . | . | VARCF-305 | NO
SPIRAL DUCT | 15 | 1.4 | ft | 0 | SPIRAL DUCT | 150 | . | . | . | VARCF-305 | NO
SPIRAL DUCT | 15 | 4.6 | ft | 0 | SPIRAL DUCT | 150 | . | . | . | VARCF-304 | NO
SPIRAL DUCT | 15 | 3.7 | ft | 0 | SPIRAL DUCT | 150 | . | . | . | VARCF-304 | NO
SPIRAL DUCT | 15 | 4.8 | ft | 0 | SPIRAL DUCT | 200 | . | . | . | VARCF-304/305 | NO
SPIRAL DUCT | 15 | 1 | ft | 0 | SPIRAL DUCT | 200 | . | . | . | VARCF-305 | NO
SPIRAL DUCT | 15 | 0.6 | ft | 0 | SPIRAL DUCT | 200 | . | . | . | VARCF-304 | NO
SPIRAL DUCT | 15 | 4.3 | ft | 0 | SPIRAL DUCT | 200 | . | . | . | VARCF-304/305 | NO
SPIRAL DUCT | 15 | 8.8 | ft | 0 | SPIRAL DUCT | 150 | . | . | . | VARCF-305 | NO
SPIRAL DUCT | 15 | 5.3 | ft | 0 | SPIRAL DUCT | 200 | . | . | . | VARCF-304/305 | NO
SPIRAL DUCT | 15 | 6.8 | ft | 0 | SPIRAL DUCT | 150 | . | . | . | VARCF-305 | NO
SPIRAL DUCT | 15 | 1.4 | ft | 0 | SPIRAL DUCT | 150 | . | . | . | VARCF-304 | NO
SPIRAL DUCT | 15 | 5.4 | ft | 0 | SPIRAL DUCT | 200 | . | . | . | VARCF-304/305 | NO
SPIRAL DUCT | 15 | 1.4 | ft | 0 | SPIRAL DUCT | 150 | . | . | . | VARCF-304 | NO
SPIRAL DUCT | 15 | 7.4 | ft | 0 | SPIRAL DUCT | 150 | . | . | . | VARCF-305 | NO
SPIRAL DUCT | 15 | 1.3 | ft | 0 | SPIRAL DUCT | 150 | . | . | . | VARCF-304/305 | NO
SPIRAL DUCT | 15 | 9.6 | ft | 0 | SPIRAL DUCT | 150 | . | . | . | VARCF-305 | NO
SPIRAL DUCT | 15 | 8.2 | ft | 0 | SPIRAL DUCT | 250 | . | . | . | VARCF-304/305 | NO
SPIRAL DUCT | 15 | 5.3 | ft | 0 | SPIRAL DUCT | 200 | . | . | . | VARCF-304/305 | NO
SPIRAL DUCT | 15 | 1.6 | ft | 0 | SPIRAL DUCT | 250 | . | . | . | VARCF-304/305 | NO
SPIRAL DUCT | 15 | 1.5 | ft | 0 | SPIRAL DUCT | 200 | . | . | . | VARCF-304/305 | NO
SPIRAL DUCT | 15 | 1.1 | ft | 0 | SPIRAL DUCT | 200 | . | . | . | VARCF-304/305 | NO
SPIRAL DUCT | 15 | 1.2 | ft | 0 | SPIRAL DUCT | 200 | . | . | . | VARCF-304/305 | NO
SPIRAL DUCT | 15 | 1.2 | ft | 0 | SPIRAL DUCT | 200 | . | . | . | VARCF-304/305 | NO
SPIRAL DUCT | 15 | 1.1 | ft | 0 | SPIRAL DUCT | 200 | . | . | . | VARCF-304/305 | NO
SPIRAL DUCT | 15 | 1.3 | ft | 0 | SPIRAL DUCT | 200 | . | . | . | VARCF-304/305 | NO
SPIRAL DUCT | 15 | 1.1 | ft | 0 | SPIRAL DUCT | 200 | . | . | . | VARCF-304/305 | NO
SPIRAL DUCT | 15 | 2.2 | ft | 0 | SPIRAL DUCT | 200 | . | . | . | VARCF-304/305 | NO
SPIRAL DUCT | 15 | 0.5 | ft | 0 | SPIRAL DUCT | 200 | . | . | . | VARCF-304/305 | NO
SPIRAL DUCT | 15 | 1.6 | ft | 0 | SPIRAL DUCT | 200 | . | . | . | VARCF-305 | NO
SPIRAL DUCT | 15 | 5 | ft | 0 | SPIRAL DUCT | 150 | . | . | . | VARCF-304 | NO
SPIRAL DUCT | 15 | 3.5 | ft | 0 | SPIRAL DUCT | 150 | . | . | . | VARCF-305 | NO
SPIRAL DUCT | 15 | 4.8 | ft | 0 | SPIRAL DUCT | 150 | . | . | . | VARCF-304 | NO
SPIRAL DUCT | 15 | 3.4 | ft | 0 | SPIRAL DUCT | 150 | . | . | . | VARCF-305 | NO
SPIRAL DUCT | 15 | 4.9 | ft | 0 | SPIRAL DUCT | 150 | . | . | . | VARCF-304 | NO
SPIRAL DUCT | 15 | 3.3 | ft | 0 | SPIRAL DUCT | 150 | . | . | . | VARCF-305 | NO
SPIRAL DUCT | 15 | 5.7 | ft | 0 | SPIRAL DUCT | 150 | . | . | . | VARCF-304 | NO
SPIRAL DUCT | 15 | 4.4 | ft | 0 | SPIRAL DUCT | 150 | . | . | . | VARCF-305 | NO
SPIRAL DUCT | 15 | 5.2 | ft | 0 | SPIRAL DUCT | 150 | . | . | . | VARCF-304 | NO
SPIRAL DUCT | 15 | 4.7 | ft | 0 | SPIRAL DUCT | 150 | . | . | . | VARCF-305 | NO
SPIRAL DUCT | 15 | 4.8 | ft | 0 | SPIRAL DUCT | 150 | . | . | . | VARCF-304 | NO
SPIRAL DUCT | 15 | 4 | ft | 0 | SPIRAL DUCT | 150 | . | . | . | VARCF-305 | NO
SPIRAL DUCT | 15 | 6.7 | ft | 0 | SPIRAL DUCT | 150 | . | . | . | VARCF-304 | NO
SPIRAL DUCT | 15 | 2.3 | ft | 0 | SPIRAL DUCT | 150 | . | . | . | VARCF-304 | NO
SPIRAL DUCT | 15 | 1.3 | ft | 0 | SPIRAL DUCT | 150 | . | . | . | VARCF-305 | NO
SPIRAL DUCT | 15 | 6.9 | ft | 0 | SPIRAL DUCT | 200 | . | . | . | VARCF-305 | NO
SPIRAL DUCT | 15 | 6.8 | ft | 0 | SPIRAL DUCT | 200 | . | . | . | VARCF-304 | NO
SPIRAL DUCT | 15 | 2.6 | ft | 0 | SPIRAL DUCT | 150 | . | . | . | VARCF-304/305 | NO
SPIRAL DUCT | 15 | 10.5 | ft | 0 | SPIRAL DUCT | 300 | . | . | . | VARCF-304/305 | NO
SPIRAL DUCT | 15 | 2.7 | ft | 0 | SPIRAL DUCT | 300 | . | . | . | VARCF-304/305 | NO
SPIRAL DUCT | 15 | 10.5 | ft | 0 | SPIRAL DUCT | 300 | . | . | . | VARCF-304/305 | NO
SPIRAL DUCT | 15 | 0.9 | ft | 0 | SPIRAL DUCT | 350 | . | . | . | VARCF-304 | NO
SPIRAL DUCT | 15 | 5.8 | ft | 0 | SPIRAL DUCT | 350 | . | . | . | VARCF-305 | NO
SPIRAL DUCT | 15 | 4.6 | ft | 0 | SPIRAL DUCT | 200 | . | . | . | VARCF-304 | NO
SPIRAL DUCT | 15 | 6.9 | ft | 0 | SPIRAL DUCT | 200 | . | . | . | VARCF-305 | NO
SPIRAL DUCT | 15 | 1.9 | ft | 0 | SPIRAL DUCT | 300 | . | . | . | VARCF-304/305 | NO
SPIRAL DUCT | 15 | 2 | ft | 0 | SPIRAL DUCT | 300 | . | . | . | VARCF-304/305 | NO
SPIRAL DUCT | 15 | 2.3 | ft | 0 | SPIRAL DUCT | 200 | . | . | . | VARCF-304 | NO
SPIRAL DUCT | 15 | 2.1 | ft | 0 | SPIRAL DUCT | 200 | . | . | . | VARCF-305 | NO
SPIRAL DUCT | 15 | 3.3 | ft | 0 | SPIRAL DUCT | 200 | . | . | . | VARCF-304/305 | NO
SPIRAL DUCT | 15 | 3.2 | ft | 0 | SPIRAL DUCT | 200 | . | . | . | VARCF-304/305 | NO
SPIRAL DUCT | 15 | 2.8 | ft | 0 | SPIRAL DUCT | 200 | . | . | . | VARCF-304/305 | NO
SPIRAL DUCT | 15 | 3 | ft | 0 | SPIRAL DUCT | 300 | . | . | . | VARCF-304 | NO
SPIRAL DUCT | 15 | 2 | ft | 0 | SPIRAL DUCT | 300 | . | . | . | VARCF-305 | NO
SPIRAL DUCT | 15 | 2.6 | ft | 0 | SPIRAL DUCT | 300 | . | . | . | VARCF-304/305 | NO
SPIRAL DUCT | 15 | 3.1 | ft | 0 | SPIRAL DUCT | 300 | . | . | . | VARCF-304/305 | NO
SPIRAL DUCT | 15 | 3.4 | ft | 0 | SPIRAL DUCT | 300 | . | . | . | VARCF-304 | NO
SPIRAL DUCT | 15 | 9.2 | ft | 0 | SPIRAL DUCT | 250 | . | . | . | VARCF-304/305 | NO
SPIRAL DUCT | 15 | 1.9 | ft | 0 | SPIRAL DUCT | 250 | . | . | . | VARCF-304/305 | NO
SPIRAL DUCT | 15 | 2.6 | ft | 0 | SPIRAL DUCT | 250 | . | . | . | VARCF-304/305 | NO
SPIRAL DUCT | 15 | 8.2 | ft | 0 | SPIRAL DUCT | 250 | . | . | . | VARCF-304/305 | NO
SPIRAL DUCT | 15 | 7.2 | ft | 0 | SPIRAL DUCT | 150 | . | . | . | VARCF-304 | NO
SPIRAL DUCT | 15 | 4.3 | ft | 0 | SPIRAL DUCT | 150 | . | . | . | VARCF-304 | NO
SPIRAL DUCT | 15 | 2.8 | ft | 0 | SPIRAL DUCT | 150 | . | . | . | VARCF-304/305 | NO
SPIRAL DUCT | 15 | 1 | ft | 0 | SPIRAL DUCT | 300 | . | . | . | VARCF-304 | NO
SPIRAL DUCT | 15 | 1.6 | ft | 0 | SPIRAL DUCT | 300 | . | . | . | VARCF-305 | NO
SPIRAL DUCT | 15 | 2.3 | ft | 0 | SPIRAL DUCT | 250 | . | . | . | VFC-344 | NO
SPIRAL DUCT | 15 | 2.3 | ft | 0 | SPIRAL DUCT | 250 | . | . | . | VFC-344 | NO
SPIRAL DUCT | 15 | 1.2 | ft | 0 | SPIRAL DUCT | 250 | . | . | . | VFC-344 | NO
SPIRAL DUCT | 15 | 1.8 | ft | 0 | SPIRAL DUCT | 250 | . | . | . | VFC-344 | NO
SPIRAL DUCT | 15 | 1.6 | ft | 0 | SPIRAL DUCT | 150 | . | . | . | VARCF-302/304 | NO
SPIRAL DUCT | 15 | 1.5 | ft | 0 | SPIRAL DUCT | 150 | . | . | . | VARCF-304 | NO
SPIRAL DUCT | 15 | 1.5 | ft | 0 | SPIRAL DUCT | 150 | . | . | . | VARCF-302 | NO
SPIRAL DUCT | 15 | 1.3 | ft | 0 | SPIRAL DUCT | 150 | . | . | . | VARCF-302 | NO
SPIRAL DUCT | 15 | 0.4 | ft | 0 | SPIRAL DUCT | 150 | . | . | . | VARCF-304 | NO
SPIRAL DUCT | 15 | 2.2 | ft | 0 | SPIRAL DUCT | 250 | . | . | . | VARCF-304 | NO
SPIRAL DUCT | 15 | 4.9 | ft | 0 | SPIRAL DUCT | 250 | . | . | . | VARCF-302 | NO
SPIRAL DUCT | 15 | 0.8 | ft | 0 | SPIRAL DUCT | 150 | . | . | . | VARCF-302/304 | NO
SPIRAL DUCT | 15 | 0.9 | ft | 0 | SPIRAL DUCT | 150 | . | . | . | VARCF-305 | NO
SPIRAL DUCT | 15 | 2.9 | ft | 0 | SPIRAL DUCT | 150 | . | . | . | VARCF-305 | NO
SPIRAL DUCT | 15 | 1.8 | ft | 0 | SPIRAL DUCT | 250 | . | . | . | VARCF-304/305 | NO
SPIRAL DUCT | 15 | 1.4 | ft | 0 | SPIRAL DUCT | 200 | . | . | . | VARCF-304/305 | NO
SPIRAL DUCT | 15 | 1.4 | ft | 0 | SPIRAL DUCT | 200 | . | . | . | VARCF-304/305 | NO
SPIRAL DUCT | 15 | 1.4 | ft | 0 | SPIRAL DUCT | 200 | . | . | . | VARCF-304/305 | NO
SPIRAL DUCT | 15 | 1.4 | ft | 0 | SPIRAL DUCT | 200 | . | . | . | VARCF-304/305 | NO
SPIRAL DUCT | 15 | 2.6 | ft | 0 | SPIRAL DUCT | 200 | . | . | . | VARCF-304/305 | NO
SPIRAL DUCT | 15 | 2.6 | ft | 0 | SPIRAL DUCT | 200 | . | . | . | VARCF-304/305 | NO
SPIRAL DUCT | 15 | 2.6 | ft | 0 | SPIRAL DUCT | 200 | . | . | . | VARCF-304/305 | NO
SPIRAL DUCT | 15 | 2.6 | ft | 0 | SPIRAL DUCT | 200 | . | . | . | VARCF-304/305 | NO
SPIRAL DUCT | 15 | 1.5 | ft | 0 | SPIRAL DUCT | 200 | . | . | . | VARCF-302/304 | NO
SPIRAL DUCT | 15 | 6.6 | ft | 0 | SPIRAL DUCT | 250 | . | . | . | VARCF-304/305 | NO
SPIRAL DUCT | 15 | 0.8 | ft | 0 | SPIRAL DUCT | 200 | . | . | . | VARCF-302 | NO
SPIRAL DUCT | 15 | 3.2 | ft | 0 | SPIRAL DUCT | 200 | . | . | . | VARCF-304 | NO
SPIRAL DUCT | 15 | 3.6 | ft | 0 | SPIRAL DUCT | 250 | . | . | . | VARCF-302/304 | NO
SPIRAL DUCT | 15 | 1.2 | ft | 0 | SPIRAL DUCT | 200 | . | . | . | VARCF-302/304 | NO
SPIRAL DUCT | 15 | 2.6 | ft | 0 | SPIRAL DUCT | 200 | . | . | . | VARCF-302/304 | NO
SPIRAL DUCT | 15 | 1.4 | ft | 0 | SPIRAL DUCT | 150 | . | . | . | VARCF-302 | NO
SPIRAL DUCT | 15 | 4.4 | ft | 0 | SPIRAL DUCT | 250 | . | . | . | VARCF-305 | NO
SPIRAL DUCT | 15 | 3.8 | ft | 0 | SPIRAL DUCT | 250 | . | . | . | VARCF-304 | NO
SPIRAL DUCT | 15 | 0.7 | ft | 0 | SPIRAL DUCT | 150 | . | . | . | VARCF-305 | NO
SPIRAL DUCT | 15 | 4.6 | ft | 0 | SPIRAL DUCT | 150 | . | . | . | VARCF-302 | NO
SPIRAL DUCT | 15 | 1.8 | ft | 0 | SPIRAL DUCT | 150 | . | STAINLESS STEEL | . | VE-314-VE-0001 | NO
SPIRAL DUCT | 15 | 0.9 | ft | 0 | SPIRAL DUCT | 150 | . | . | . | VARCF-305 | NO
SPIRAL DUCT | 15 | 1.1 | ft | 0 | SPIRAL DUCT | 150 | . | . | . | VARCF-304/305 | NO
SPIRAL DUCT | 15 | 1.8 | ft | 0 | SPIRAL DUCT | 300 | . | . | . | VARCF-304/305 | NO
SPIRAL DUCT | 15 | 1.9 | ft | 0 | SPIRAL DUCT | 300 | . | . | . | VARCF-304/305 | NO
SPIRAL DUCT | 15 | 1.4 | ft | 0 | SPIRAL DUCT | 250 | . | . | . | VARCF-305 | NO
SPIRAL DUCT | 15 | 1.6 | ft | 0 | SPIRAL DUCT | 250 | . | . | . | VARCF-304 | NO
SPIRAL DUCT | 15 | 3.3 | ft | 0 | SPIRAL DUCT | 300 | . | . | . | VARCF-304/305 | NO
SPIRAL DUCT | 15 | 1.9 | ft | 0 | SPIRAL DUCT | 250 | . | . | . | VARCF-305 | NO
SPIRAL DUCT | 15 | 0.9 | ft | 0 | SPIRAL DUCT | 300 | . | . | . | VARCF-305 | NO
SPIRAL DUCT | 16 | 5.7 | ft | 0 | SPIRAL DUCT | 250 | . | . | . | VARCF-302/304 | NO
SPIRAL DUCT | 16 | 1.1 | ft | 0 | SPIRAL DUCT | 250 | . | . | . | VARCF-302/304 | NO
SPIRAL DUCT | 16 | 0.8 | ft | 0 | SPIRAL DUCT | 250 | . | . | . | VARCF-302/304 | NO
SPIRAL DUCT | 16 | 3.3 | ft | 0 | SPIRAL DUCT | 250 | . | . | . | VARCF-302 | NO
SPIRAL DUCT | 16 | 1.3 | ft | 0 | SPIRAL DUCT | 200 | . | . | . | VARCF-302/304 | NO
SPIRAL DUCT | 16 | 6 | ft | 0 | SPIRAL DUCT | 200 | . | . | . | VARCF-302/304 | NO
SPIRAL DUCT | 16 | 0.8 | ft | 0 | SPIRAL DUCT | 200 | . | . | . | VARCF-302/304 | NO
SPIRAL DUCT | 16 | 2.5 | ft | 0 | SPIRAL DUCT | 200 | . | . | . | VARCF-302/304 | NO
SPIRAL DUCT | 16 | 2.7 | ft | 0 | SPIRAL DUCT | 200 | . | . | . | VARCF-302 | NO
SPIRAL DUCT | 16 | 1.8 | ft | 0 | SPIRAL DUCT | 200 | . | . | . | VARCF-304 | NO
SPIRAL DUCT | 16 | 1 | ft | 0 | SPIRAL DUCT | 200 | . | . | . | VARCF-302/304 | NO
SPIRAL DUCT | 16 | 1 | ft | 0 | SPIRAL DUCT | 200 | . | . | . | VARCF-302/304 | NO
SPIRAL DUCT | 16 | 1.2 | ft | 0 | SPIRAL DUCT | 200 | . | . | . | VARCF-304 | NO
SPIRAL DUCT | 16 | 4.2 | ft | 0 | SPIRAL DUCT | 200 | . | . | . | VARCF-302/304 | NO
SPIRAL DUCT | 16 | 5.5 | ft | 0 | SPIRAL DUCT | 200 | . | . | . | VARCF-302 | NO
SPIRAL DUCT | 16 | 1.7 | ft | 0 | SPIRAL DUCT | 200 | . | . | . | VARCF-302 | NO
SPIRAL DUCT | 16 | 2.7 | ft | 0 | SPIRAL DUCT | 250 | . | . | . | VARCF-302/304 | NO
SPIRAL DUCT | 16 | 0.7 | ft | 0 | SPIRAL DUCT | 200 | . | . | . | VARCF-302/304 | NO
SPIRAL DUCT | 16 | 0.7 | ft | 0 | SPIRAL DUCT | 200 | . | . | . | VARCF-302/304 | NO
SPIRAL DUCT | 16 | 3.8 | ft | 0 | SPIRAL DUCT | 200 | . | . | . | VARCF-304 | NO
SPIRAL DUCT | 16 | 4.4 | ft | 0 | SPIRAL DUCT | 200 | . | . | . | VARCF-302 | NO
SPIRAL DUCT | 16 | 4.6 | ft | 0 | SPIRAL DUCT | 200 | . | . | . | VARCF-302/304 | NO
SPIRAL DUCT | 16 | 4.2 | ft | 0 | SPIRAL DUCT | 200 | . | . | . | VARCF-302 | NO
SPIRAL DUCT | 16 | 0.6 | ft | 0 | SPIRAL DUCT | 200 | . | . | . | VARCF-304 | NO
SPIRAL DUCT | 16 | 6.3 | ft | 0 | SPIRAL DUCT | 250 | . | . | . | VARCF-302/304 | NO
SPIRAL DUCT | 16 | 6.1 | ft | 0 | SPIRAL DUCT | 250 | . | . | . | VARCF-302/304 | NO
SPIRAL DUCT | 16 | 5.5 | ft | 0 | SPIRAL DUCT | 250 | . | . | . | VARCF-302/304 | NO
SPIRAL DUCT | 16 | 5.8 | ft | 0 | SPIRAL DUCT | 250 | . | . | . | VARCF-302/304 | NO
SPIRAL DUCT | 16 | 5.8 | ft | 0 | SPIRAL DUCT | 250 | . | . | . | VARCF-302/304 | NO
SPIRAL DUCT | 16 | 5.2 | ft | 0 | SPIRAL DUCT | 250 | . | . | . | VARCF-302/304 | NO
SPIRAL DUCT | 16 | 5.6 | ft | 0 | SPIRAL DUCT | 250 | . | . | . | VARCF-302/304 | NO
SPIRAL DUCT | 16 | 5.6 | ft | 0 | SPIRAL DUCT | 250 | . | . | . | VARCF-302/304 | NO
SPIRAL DUCT | 16 | 5.2 | ft | 0 | SPIRAL DUCT | 250 | . | . | . | VARCF-302/304 | NO
SPIRAL DUCT | 16 | 5.8 | ft | 0 | SPIRAL DUCT | 250 | . | . | . | VARCF-302/304 | NO
SPIRAL DUCT | 16 | 6.3 | ft | 0 | SPIRAL DUCT | 250 | . | . | . | VARCF-302/304 | NO
SPIRAL DUCT | 16 | 1.6 | ft | 0 | SPIRAL DUCT | 250 | . | . | . | VARCF-302/304 | NO
SPIRAL DUCT | 16 | 0.7 | ft | 0 | SPIRAL DUCT | 250 | . | . | . | VARCF-304 | NO
SPIRAL DUCT | 16 | 3.1 | ft | 0 | SPIRAL DUCT | 150 | . | . | . | VARCF-304 | NO
SPIRAL DUCT | 16 | 3.1 | ft | 0 | SPIRAL DUCT | 150 | . | . | . | VARCF-304 | NO
SPIRAL DUCT | 16 | 1 | ft | 0 | SPIRAL DUCT | 150 | . | . | . | VARCF-302 | NO
SPIRAL DUCT | 16 | 0.9 | ft | 0 | SPIRAL DUCT | 150 | . | . | . | VARCF-304 | NO
SPIRAL DUCT | 16 | 3.1 | ft | 0 | SPIRAL DUCT | 150 | . | . | . | VARCF-302 | NO
SPIRAL DUCT | 16 | 0.8 | ft | 0 | SPIRAL DUCT | 150 | . | . | . | VARCF-302 | NO
SPIRAL DUCT | 16 | 2.7 | ft | 0 | SPIRAL DUCT | 150 | . | . | . | VARCF-302 | NO
SPIRAL DUCT | 16 | 1.5 | ft | 0 | SPIRAL DUCT | 150 | . | . | . | VARCF-304 | NO
SPIRAL DUCT | 16 | 0.8 | ft | 0 | SPIRAL DUCT | 150 | . | . | . | VARCF-304 | NO
SPIRAL DUCT | 16 | 5.9 | ft | 0 | SPIRAL DUCT | 200 | . | . | . | VARCF-304 | NO
SPIRAL DUCT | 16 | 1.3 | ft | 0 | SPIRAL DUCT | 150 | . | . | . | VARCF-304 | NO
SPIRAL DUCT | 16 | 3.9 | ft | 0 | SPIRAL DUCT | 150 | . | . | . | VARCF-302 | NO
SPIRAL DUCT | 16 | 0.7 | ft | 0 | SPIRAL DUCT | 200 | . | . | . | VARCF-302/304 | NO
SPIRAL DUCT | 16 | 2.5 | ft | 0 | SPIRAL DUCT | 150 | . | . | . | VARCF-304 | NO
SPIRAL DUCT | 16 | 3.1 | ft | 0 | SPIRAL DUCT | 150 | . | . | . | VARCF-302 | NO
SPIRAL DUCT | 16 | 2.7 | ft | 0 | SPIRAL DUCT | 150 | . | . | . | VARCF-302 | NO
SPIRAL DUCT | 16 | 2.8 | ft | 0 | SPIRAL DUCT | 150 | . | . | . | VARCF-304 | NO
SPIRAL DUCT | 16 | 2.9 | ft | 0 | SPIRAL DUCT | 150 | . | . | . | VARCF-304 | NO
SPIRAL DUCT | 16 | 2.6 | ft | 0 | SPIRAL DUCT | 150 | . | . | . | VARCF-302 | NO
SPIRAL DUCT | 16 | 3 | ft | 0 | SPIRAL DUCT | 150 | . | . | . | VARCF-304 | NO
SPIRAL DUCT | 16 | 2.6 | ft | 0 | SPIRAL DUCT | 150 | . | . | . | VARCF-302 | NO
SPIRAL DUCT | 16 | 2.7 | ft | 0 | SPIRAL DUCT | 150 | . | . | . | VARCF-302 | NO
SPIRAL DUCT | 16 | 2.9 | ft | 0 | SPIRAL DUCT | 150 | . | . | . | VARCF-304 | NO
SPIRAL DUCT | 16 | 3 | ft | 0 | SPIRAL DUCT | 150 | . | . | . | VARCF-304 | NO
SPIRAL DUCT | 16 | 2.7 | ft | 0 | SPIRAL DUCT | 150 | . | . | . | VARCF-302 | NO
SPIRAL DUCT | 16 | 2.9 | ft | 0 | SPIRAL DUCT | 150 | . | . | . | VARCF-304 | NO
SPIRAL DUCT | 16 | 2.7 | ft | 0 | SPIRAL DUCT | 150 | . | . | . | VARCF-302 | NO
SPIRAL DUCT | 16 | 2.9 | ft | 0 | SPIRAL DUCT | 150 | . | . | . | VARCF-302 | NO
SPIRAL DUCT | 16 | 3 | ft | 0 | SPIRAL DUCT | 150 | . | . | . | VARCF-304 | NO
SPIRAL DUCT | 16 | 2.9 | ft | 0 | SPIRAL DUCT | 150 | . | . | . | VARCF-304 | NO
SPIRAL DUCT | 16 | 2.8 | ft | 0 | SPIRAL DUCT | 150 | . | . | . | VARCF-302 | NO
SPIRAL DUCT | 16 | 2.2 | ft | 0 | SPIRAL DUCT | 150 | . | . | . | VARCF-302 | NO
SPIRAL DUCT | 16 | 1.1 | ft | 0 | SPIRAL DUCT | 350 | . | . | . | VARCF-304 | NO
SPIRAL DUCT | 16 | 0.7 | ft | 0 | SPIRAL DUCT | 300 | . | . | . | VARCF-302/304 | NO
SPIRAL DUCT | 16 | 0.8 | ft | 0 | SPIRAL DUCT | 300 | . | . | . | VARCF-302/304 | NO
SPIRAL DUCT | 16 | 4.2 | ft | 0 | SPIRAL DUCT | 300 | . | . | . | VARCF-302/304 | NO
SPIRAL DUCT | 16 | 0.5 | ft | 0 | SPIRAL DUCT | 300 | . | . | . | VARCF-302/304 | NO
SPIRAL DUCT | 16 | 2.4 | ft | 0 | SPIRAL DUCT | 200 | . | . | . | VARCF-302/304 | NO
SPIRAL DUCT | 16 | 0.6 | ft | 0 | SPIRAL DUCT | 200 | . | . | . | VARCF-302/304 | NO
SPIRAL DUCT | 16 | 2.4 | ft | 0 | SPIRAL DUCT | 200 | . | . | . | VARCF-302/304 | NO
SPIRAL DUCT | 16 | 8.3 | ft | 0 | SPIRAL DUCT | 200 | . | . | . | VARCF-302/304 | NO
SPIRAL DUCT | 16 | 8.4 | ft | 0 | SPIRAL DUCT | 200 | . | . | . | VARCF-302/304 | NO
SPIRAL DUCT | 16 | 2.4 | ft | 0 | SPIRAL DUCT | 200 | . | . | . | VARCF-302/304 | NO
SPIRAL DUCT | 16 | 8.4 | ft | 0 | SPIRAL DUCT | 200 | . | . | . | VARCF-302/304 | NO
SPIRAL DUCT | 16 | 2.7 | ft | 0 | SPIRAL DUCT | 200 | . | . | . | VARCF-302/304 | NO
SPIRAL DUCT | 16 | 8.4 | ft | 0 | SPIRAL DUCT | 200 | . | . | . | VARCF-302/304 | NO
SPIRAL DUCT | 16 | 2.5 | ft | 0 | SPIRAL DUCT | 200 | . | . | . | VARCF-302/304 | NO
SPIRAL DUCT | 16 | 1 | ft | 0 | SPIRAL DUCT | 200 | . | . | . | VARCF-302/304 | NO
SPIRAL DUCT | 16 | 2.1 | ft | 0 | SPIRAL DUCT | 200 | . | . | . | VARCF-302/304 | NO
SPIRAL DUCT | 16 | 1.3 | ft | 0 | SPIRAL DUCT | 200 | . | . | . | VARCF-302/304 | NO
SPIRAL DUCT | 16 | 0.9 | ft | 0 | SPIRAL DUCT | 200 | . | . | . | VARCF-302/304 | NO
SPIRAL DUCT | 16 | 8 | ft | 0 | SPIRAL DUCT | 200 | . | . | . | VARCF-302/304 | NO
SPIRAL DUCT | 16 | 2.3 | ft | 0 | SPIRAL DUCT | 200 | . | . | . | VARCF-302/304 | NO
SPIRAL DUCT | 16 | 7.8 | ft | 0 | SPIRAL DUCT | 200 | . | . | . | VARCF-302/304 | NO
SPIRAL DUCT | 16 | 2.3 | ft | 0 | SPIRAL DUCT | 200 | . | . | . | VARCF-302/304 | NO
SPIRAL DUCT | 16 | 11.3 | ft | 0 | SPIRAL DUCT | 350 | . | . | . | VARCF-304 | NO
SPIRAL DUCT | 16 | 2.7 | ft | 0 | SPIRAL DUCT | 350 | . | . | . | VARCF-302 | NO
SPIRAL DUCT | 16 | 5.8 | ft | 0 | SPIRAL DUCT | 350 | . | . | . | VARCF-304 | NO
SPIRAL DUCT | 16 | 2.8 | ft | 0 | SPIRAL DUCT | 350 | . | . | . | VARCF-302 | NO
SPIRAL DUCT | 16 | 5.8 | ft | 0 | SPIRAL DUCT | 350 | . | . | . | VARCF-304 | NO
SPIRAL DUCT | 16 | 2.8 | ft | 0 | SPIRAL DUCT | 350 | . | . | . | VARCF-302 | NO
SPIRAL DUCT | 16 | 3.3 | ft | 0 | SPIRAL DUCT | 350 | . | . | . | VARCF-302/304 | NO
SPIRAL DUCT | 16 | 2.7 | ft | 0 | SPIRAL DUCT | 300 | . | . | . | VARCF-302/304 | NO
SPIRAL DUCT | 16 | 5 | ft | 0 | SPIRAL DUCT | 300 | . | . | . | VARCF-302/304 | NO
SPIRAL DUCT | 16 | 8.1 | ft | 0 | SPIRAL DUCT | 200 | . | . | . | VARCF-302 | NO
SPIRAL DUCT | 16 | 5 | ft | 0 | SPIRAL DUCT | 200 | . | . | . | VARCF-304 | NO
SPIRAL DUCT | 16 | 4.2 | ft | 0 | SPIRAL DUCT | 200 | . | . | . | VARCF-302 | NO
SPIRAL DUCT | 16 | 4.5 | ft | 0 | SPIRAL DUCT | 200 | . | . | . | VARCF-304 | NO
SPIRAL DUCT | 16 | 1.7 | ft | 0 | SPIRAL DUCT | 250 | . | . | . | VARCF-304 | NO
SPIRAL DUCT | 16 | 7 | ft | 0 | SPIRAL DUCT | 250 | . | . | . | VARCF-302 | NO
SPIRAL DUCT | 16 | 2.4 | ft | 0 | SPIRAL DUCT | 200 | . | . | . | VARCF-302/304 | NO
SPIRAL DUCT | 16 | 5.6 | ft | 0 | SPIRAL DUCT | 150 | . | . | . | VARCF-302 | NO
SPIRAL DUCT | 16 | 1.4 | ft | 0 | SPIRAL DUCT | 350 | . | . | . | VARCF-302/304 | NO
SPIRAL DUCT | 16 | 2.1 | ft | 0 | SPIRAL DUCT | 350 | . | . | . | VARCF-302/304 | NO
SPIRAL DUCT | 16 | 6.4 | ft | 0 | SPIRAL DUCT | 150 | . | . | . | VARCF-302/304 | NO
SPIRAL DUCT | 16 | 3.3 | ft | 0 | SPIRAL DUCT | 200 | . | . | . | VARCF-302 | NO
SPIRAL DUCT | 16 | 2.3 | ft | 0 | SPIRAL DUCT | 200 | . | . | . | VARCF-302 | NO
SPIRAL DUCT | 16 | 3.8 | ft | 0 | SPIRAL DUCT | 300 | . | . | . | VACF-301 | NO
SPIRAL DUCT | 16 | 1.7 | ft | 0 | SPIRAL DUCT | 150 | . | . | . | VARCF-304 | NO
SPIRAL DUCT | 12 | 6.5 | ft | 0 | SPIRAL DUCT | 150 | . | . | . | VARCF-305 | NO
SPIRAL DUCT | 12 | 7.7 | ft | 0 | SPIRAL DUCT | 150 | . | . | . | VARCF-304 | NO
SPIRAL DUCT | 12 | 5.5 | ft | 0 | SPIRAL DUCT | 250 | . | . | . | VARCF-304 | NO
SPIRAL DUCT | 12 | 4.7 | ft | 0 | SPIRAL DUCT | 200 | . | . | . | VARCF-304 | NO
SPIRAL DUCT | 12 | 5.5 | ft | 0 | SPIRAL DUCT | 150 | . | . | . | VARCF-305 | NO
SPIRAL DUCT | 12 | 7.4 | ft | 0 | SPIRAL DUCT | 150 | . | . | . | VARCF-304 | NO
SPIRAL DUCT | 12 | 3 | ft | 0 | SPIRAL DUCT | 150 | . | . | . | VARCF-304 | NO
SPIRAL DUCT | 12 | 5.5 | ft | 0 | SPIRAL DUCT | 150 | . | . | . | VARCF-305 | NO
SPIRAL DUCT | 12 | 7.4 | ft | 0 | SPIRAL DUCT | 150 | . | . | . | VARCF-304 | NO
SPIRAL DUCT | 12 | 5.4 | ft | 0 | SPIRAL DUCT | 300 | . | . | . | VARCF-305 | NO
SPIRAL DUCT | 12 | 7.4 | ft | 0 | SPIRAL DUCT | 300 | . | . | . | VARCF-304 | NO
SPIRAL DUCT | 12 | 5 | ft | 0 | SPIRAL DUCT | 200 | . | . | . | VARCF-304 | NO
SPIRAL DUCT | 12 | 4.6 | ft | 0 | SPIRAL DUCT | 200 | . | . | . | VARCF-304 | NO
SPIRAL DUCT | 12 | 4.8 | ft | 0 | SPIRAL DUCT | 200 | . | . | . | VARCF-304 | NO
SPIRAL DUCT | 12 | 4.5 | ft | 0 | SPIRAL DUCT | 200 | . | . | . | VARCF-304 | NO
SPIRAL DUCT | 12 | 5.1 | ft | 0 | SPIRAL DUCT | 200 | . | . | . | VARCF-304 | NO
SPIRAL DUCT | 12 | 5.8 | ft | 0 | SPIRAL DUCT | 150 | . | . | . | VARCF-305 | NO
SPIRAL DUCT | 12 | 7 | ft | 0 | SPIRAL DUCT | 150 | . | . | . | VARCF-304 | NO
SPIRAL DUCT | 12 | 5.8 | ft | 0 | SPIRAL DUCT | 150 | . | . | . | VARCF-305 | NO
SPIRAL DUCT | 12 | 7 | ft | 0 | SPIRAL DUCT | 150 | . | . | . | VARCF-304 | NO
SPIRAL DUCT | 12 | 5.4 | ft | 0 | SPIRAL DUCT | 150 | . | . | . | VARCF-305 | NO
SPIRAL DUCT | 12 | 7.4 | ft | 0 | SPIRAL DUCT | 150 | . | . | . | VARCF-304 | NO
SPIRAL DUCT | 12 | 4.3 | ft | 0 | SPIRAL DUCT | 250 | . | . | . | VARCF-304 | NO
SPIRAL DUCT | 12 | 6 | ft | 0 | SPIRAL DUCT | 150 | . | . | . | VARCF-305 | NO
SPIRAL DUCT | 12 | 5.3 | ft | 0 | SPIRAL DUCT | 150 | . | . | . | VARCF-304 | NO
SPIRAL DUCT | 12 | 9.6 | ft | 0 | SPIRAL DUCT | 300 | . | . | . | VARCF-304/305 | NO
SPIRAL DUCT | 12 | 6.9 | ft | 0 | SPIRAL DUCT | 300 | . | . | . | VARCF-304/305 | NO
SPIRAL DUCT | 12 | 1 | ft | 0 | SPIRAL DUCT | 250 | . | . | . | VARCF-305 | NO
SPIRAL DUCT | 12 | 1.6 | ft | 0 | SPIRAL DUCT | 250 | . | . | . | VARCF-304 | NO
SPIRAL DUCT | 12 | 2.4 | ft | 0 | SPIRAL DUCT | 250 | . | . | . | VARCF-305 | NO
SPIRAL DUCT | 12 | 1.8 | ft | 0 | SPIRAL DUCT | 150 | . | . | . | VARCF-302/304 | NO
SPIRAL DUCT | 12 | 1.8 | ft | 0 | SPIRAL DUCT | 150 | . | . | . | VARCF-302/304 | NO
SPIRAL DUCT | 12 | 1.8 | ft | 0 | SPIRAL DUCT | 150 | . | . | . | VARCF-302/304 | NO
SPIRAL DUCT | 12 | 1.8 | ft | 0 | SPIRAL DUCT | 150 | . | . | . | VARCF-302/304 | NO
SPIRAL DUCT | 12 | 14.7 | ft | 0 | SPIRAL DUCT | 200 | . | . | . | VARCF-305 | NO
SPIRAL DUCT | 12 | 1.1 | ft | 0 | SPIRAL DUCT | 300 | . | . | . | VARCF-304/305 | NO
SPIRAL DUCT | 12 | 1.5 | ft | 0 | SPIRAL DUCT | 200 | . | . | . | VARCF-304 | NO
SPIRAL DUCT | 12 | 0.8 | ft | 0 | SPIRAL DUCT | 300 | . | . | . | VARCF-304/305 | NO
SPIRAL DUCT | 12 | 5.3 | ft | 0 | SPIRAL DUCT | 300 | . | . | . | VARCF-304/305 | NO
SPIRAL DUCT | 12 | 4.9 | ft | 0 | SPIRAL DUCT | 300 | . | . | . | VARCF-304/305 | NO
SPIRAL DUCT | 12 | 5.5 | ft | 0 | SPIRAL DUCT | 350 | . | . | . | VARCF-304 | NO
SPIRAL DUCT | 12 | 3.2 | ft | 0 | SPIRAL DUCT | 350 | . | . | . | VARCF-305 | NO
SPIRAL DUCT | 12 | 1.7 | ft | 0 | SPIRAL DUCT | 250 | . | . | . | VARCF-304 | NO
SPIRAL DUCT | 12 | 1.6 | ft | 0 | SPIRAL DUCT | 250 | . | . | . | VARCF-304 | NO
SPIRAL DUCT | 12 | 1.8 | ft | 0 | SPIRAL DUCT | 350 | . | . | . | VARCF-305 | NO
SPIRAL DUCT | 12 | 3.2 | ft | 0 | SPIRAL DUCT | 350 | . | . | . | VARCF-304 | NO
SPIRAL DUCT | 12 | 3 | ft | 0 | SPIRAL DUCT | 300 | . | . | . | VARCF-304/305 | NO
SPIRAL DUCT | 12 | 2.9 | ft | 0 | SPIRAL DUCT | 300 | . | . | . | VARCF-304/305 | NO
SPIRAL DUCT | 12 | 11.4 | ft | 0 | SPIRAL DUCT | 300 | . | . | . | VARCF-304/305 | NO
SPIRAL DUCT | 12 | 10.2 | ft | 0 | SPIRAL DUCT | 300 | . | . | . | VARCF-304/305 | NO
SPIRAL DUCT | 12 | 5.8 | ft | 0 | SPIRAL DUCT | 300 | . | . | . | VARCF-304/305 | NO
SPIRAL DUCT | 12 | 1 | ft | 0 | SPIRAL DUCT | 300 | . | . | . | VARCF-304/305 | NO
SPIRAL DUCT | 12 | 1.8 | ft | 0 | SPIRAL DUCT | 250 | . | . | . | VARCF-305 | NO
SPIRAL DUCT | 12 | 1.2 | ft | 0 | SPIRAL DUCT | 250 | . | . | . | VARCF-304 | NO
SPIRAL DUCT | 12 | 4.2 | ft | 0 | SPIRAL DUCT | 250 | . | . | . | VARCF-305 | NO
SPIRAL DUCT | 12 | 2.9 | ft | 0 | SPIRAL DUCT | 250 | . | . | . | VARCF-304 | NO
SPIRAL DUCT | 12 | 5.9 | ft | 0 | SPIRAL DUCT | 250 | . | . | . | VARCF-304/305 | NO
SPIRAL DUCT | 12 | 3.9 | ft | 0 | SPIRAL DUCT | 250 | . | . | . | VARCF-304/305 | NO
SPIRAL DUCT | 12 | 9.4 | ft | 0 | SPIRAL DUCT | 150 | . | . | . | VARCF-304 | NO
SPIRAL DUCT | 12 | 10.7 | ft | 0 | SPIRAL DUCT | 300 | . | . | . | VARCF-305 | NO
SPIRAL DUCT | 12 | 1.6 | ft | 0 | SPIRAL DUCT | 150 | . | . | . | VARCF-304/305 | NO
SPIRAL DUCT | 12 | 0.8 | ft | 0 | SPIRAL DUCT | 300 | . | . | . | VARCF-304/305 | NO
SPIRAL DUCT | 12 | 7.5 | ft | 0 | SPIRAL DUCT | 300 | . | . | . | VARCF-304/305 | NO
SPIRAL DUCT | 12 | 7.5 | ft | 0 | SPIRAL DUCT | 300 | . | . | . | VARCF-304/305 | NO
SPIRAL DUCT | 12 | 0.8 | ft | 0 | SPIRAL DUCT | 300 | . | . | . | VARCF-304/305 | NO
SPIRAL DUCT | 12 | 2.3 | ft | 0 | SPIRAL DUCT | 300 | . | . | . | VARCF-304/305 | NO
SPIRAL DUCT | 12 | 2.3 | ft | 0 | SPIRAL DUCT | 300 | . | . | . | VARCF-304/305 | NO
SPIRAL DUCT | 12 | 2.3 | ft | 0 | SPIRAL DUCT | 300 | . | . | . | VARCF-304/305 | NO
SPIRAL DUCT | 12 | 2.3 | ft | 0 | SPIRAL DUCT | 300 | . | . | . | VARCF-304/305 | NO
SPIRAL DUCT | 12 | 1 | ft | 0 | SPIRAL DUCT | 350 | . | . | . | VARCF-305 | NO
SPIRAL DUCT | 12 | 4.1 | ft | 0 | SPIRAL DUCT | 350 | . | . | . | VARCF-304 | NO
SPIRAL DUCT | 12 | 5 | ft | 0 | SPIRAL DUCT | 200 | . | . | . | VARCF-304 | NO
SPIRAL DUCT | 12 | 5.4 | ft | 0 | SPIRAL DUCT | 150 | . | . | . | VARCF-305 | NO
SPIRAL DUCT | 12 | 1.2 | ft | 0 | SPIRAL DUCT | 150 | . | . | . | VARCF-304 | NO
SPIRAL DUCT | 12 | 6.2 | ft | 0 | SPIRAL DUCT | 150 | . | . | . | VARCF-305 | NO
SPIRAL DUCT | 12 | 1.4 | ft | 0 | SPIRAL DUCT | 150 | . | . | . | VARCF-304 | NO
SPIRAL DUCT | 12 | 5.4 | ft | 0 | SPIRAL DUCT | 200 | . | . | . | VARCF-304 | NO
SPIRAL DUCT | 12 | 10.1 | ft | 0 | SPIRAL DUCT | 150 | . | . | . | VARCF-305 | NO
SPIRAL DUCT | 12 | 8.6 | ft | 0 | SPIRAL DUCT | 150 | . | . | . | VARCF-305 | NO
SPIRAL DUCT | 12 | 1.4 | ft | 0 | SPIRAL DUCT | 150 | . | . | . | VARCF-304 | NO
SPIRAL DUCT | 12 | 0.6 | ft | 0 | SPIRAL DUCT | 150 | . | . | . | VARCF-304 | NO
SPIRAL DUCT | 12 | 5.8 | ft | 0 | SPIRAL DUCT | 200 | . | . | . | VARCF-304 | NO
SPIRAL DUCT | 12 | 4.7 | ft | 0 | SPIRAL DUCT | 200 | . | . | . | VARCF-304 | NO
SPIRAL DUCT | 12 | 3.6 | ft | 0 | SPIRAL DUCT | 150 | . | . | . | VARCF-304 | NO
SPIRAL DUCT | 12 | 5.9 | ft | 0 | SPIRAL DUCT | 300 | . | . | . | VARCF-304/305 | NO
SPIRAL DUCT | 12 | 1 | ft | 0 | SPIRAL DUCT | 150 | . | . | . | VARCF-305 | NO
SPIRAL DUCT | 12 | 0.8 | ft | 0 | SPIRAL DUCT | 200 | . | . | . | VARCF-304 | NO
SPIRAL DUCT | 12 | 1.4 | ft | 0 | SPIRAL DUCT | 150 | . | . | . | VARCF-305 | NO
SPIRAL DUCT | 12 | 5.4 | ft | 0 | SPIRAL DUCT | 150 | . | . | . | VARCF-304/305 | NO
SPIRAL DUCT | 12 | 5.4 | ft | 0 | SPIRAL DUCT | 150 | . | . | . | VARCF-304/305 | NO
SPIRAL DUCT | 12 | 6 | ft | 0 | SPIRAL DUCT | 150 | . | . | . | VARCF-304/305 | NO
SPIRAL DUCT | 12 | 5.1 | ft | 0 | SPIRAL DUCT | 250 | . | . | . | VARCF-304 | NO
SPIRAL DUCT | 12 | 5.8 | ft | 0 | SPIRAL DUCT | 250 | . | . | . | VARCF-304 | NO
SPIRAL DUCT | 12 | 6.4 | ft | 0 | SPIRAL DUCT | 250 | . | . | . | VARCF-304 | NO
SPIRAL DUCT | 12 | 5 | ft | 0 | SPIRAL DUCT | 250 | . | . | . | VARCF-304 | NO
SPIRAL DUCT | 12 | 0.8 | ft | 0 | SPIRAL DUCT | 150 | . | . | . | VARCF-305 | NO
SPIRAL DUCT | 12 | 7.3 | ft | 0 | SPIRAL DUCT | 150 | . | . | . | VARCF-304 | NO
SPIRAL DUCT | 12 | 2.8 | ft | 0 | SPIRAL DUCT | 250 | . | . | . | VARCF-304 | NO
SPIRAL DUCT | 12 | 2.6 | ft | 0 | SPIRAL DUCT | 200 | . | . | . | VARCF-304 | NO
SPIRAL DUCT | 12 | 2.6 | ft | 0 | SPIRAL DUCT | 150 | . | . | . | VARCF-304 | NO
SPIRAL DUCT | 12 | 2.6 | ft | 0 | SPIRAL DUCT | 150 | . | . | . | VARCF-304 | NO
SPIRAL DUCT | 12 | 1.4 | ft | 0 | SPIRAL DUCT | 150 | . | . | . | VARCF-305 | NO
SPIRAL DUCT | 12 | 1.4 | ft | 0 | SPIRAL DUCT | 150 | . | . | . | VARCF-305 | NO
SPIRAL DUCT | 12 | 0.6 | ft | 0 | SPIRAL DUCT | 200 | . | . | . | VARCF-305 | NO
SPIRAL DUCT | 12 | 0.8 | ft | 0 | SPIRAL DUCT | 250 | . | . | . | VARCF-305 | NO
SPIRAL DUCT | 12 | 9 | ft | 0 | SPIRAL DUCT | 150 | . | . | . | VARCF-305 | NO
SPIRAL DUCT | 12 | 6 | ft | 0 | SPIRAL DUCT | 250 | . | . | . | VARCF-304 | NO
SPIRAL DUCT | 12 | 2.3 | ft | 0 | SPIRAL DUCT | 200 | . | . | . | VARCF-304/305 | NO
SPIRAL DUCT | 12 | 1.1 | ft | 0 | SPIRAL DUCT | 200 | . | . | . | VARCF-304/305 | NO
SPIRAL DUCT | 12 | 2 | ft | 0 | SPIRAL DUCT | 200 | . | . | . | VARCF-304/305 | NO
SPIRAL DUCT | 12 | 4 | ft | 0 | SPIRAL DUCT | 200 | . | . | . | VARCF-304/305 | NO
SPIRAL DUCT | 12 | 2.8 | ft | 0 | SPIRAL DUCT | 200 | . | . | . | VARCF-304 | NO
SPIRAL DUCT | 12 | 1.2 | ft | 0 | SPIRAL DUCT | 200 | . | . | . | VARCF-305 | NO
SPIRAL DUCT | 12 | 0.8 | ft | 0 | SPIRAL DUCT | 200 | . | . | . | VARCF-304 | NO
SPIRAL DUCT | 12 | 0.8 | ft | 0 | SPIRAL DUCT | 200 | . | . | . | VARCF-304 | NO
SPIRAL DUCT | 12 | 0.5 | ft | 0 | SPIRAL DUCT | 250 | . | . | . | VARCF-304 | NO
SPIRAL DUCT | 12 | 4.4 | ft | 0 | SPIRAL DUCT | 250 | . | . | . | VARCF-305 | NO
SPIRAL DUCT | 12 | 0.5 | ft | 0 | SPIRAL DUCT | 200 | . | . | . | VARCF-304 | NO
SPIRAL DUCT | 12 | 1 | ft | 0 | SPIRAL DUCT | 200 | . | . | . | VARCF-304 | NO
SPIRAL DUCT | 12 | 1 | ft | 0 | SPIRAL DUCT | 200 | . | . | . | VARCF-304 | NO
SPIRAL DUCT | 12 | 1.1 | ft | 0 | SPIRAL DUCT | 200 | . | . | . | VARCF-304 | NO
SPIRAL DUCT | 12 | 0.9 | ft | 0 | SPIRAL DUCT | 250 | . | . | . | VARCF-302/304 | NO
SPIRAL DUCT | 12 | 0.9 | ft | 0 | SPIRAL DUCT | 250 | . | . | . | VARCF-302/304 | NO
SPIRAL DUCT | 12 | 0.6 | ft | 0 | SPIRAL DUCT | 250 | . | . | . | VARCF-302/304 | NO
SPIRAL DUCT | 12 | 0.5 | ft | 0 | SPIRAL DUCT | 250 | . | . | . | VARCF-302/304 | NO
SPIRAL DUCT | 12 | 7 | ft | 0 | SPIRAL DUCT | 200 | . | . | . | VARCF-302/304 | NO
SPIRAL DUCT | 12 | 3.1 | ft | 0 | SPIRAL DUCT | 200 | . | . | . | VARCF-302/304 | NO
SPIRAL DUCT | 12 | 1.4 | ft | 0 | SPIRAL DUCT | 200 | . | . | . | VARCF-302/304 | NO
SPIRAL DUCT | 12 | 2.3 | ft | 0 | SPIRAL DUCT | 200 | . | . | . | VARCF-302 | NO
SPIRAL DUCT | 12 | 1.5 | ft | 0 | SPIRAL DUCT | 150 | . | . | . | VARCF-304 | NO
SPIRAL DUCT | 12 | 1.1 | ft | 0 | SPIRAL DUCT | 200 | . | . | . | VARCF-304 | NO
SPIRAL DUCT | 12 | 3.2 | ft | 0 | SPIRAL DUCT | 150 | . | . | . | VARCF-302 | NO
SPIRAL DUCT | 12 | 2.4 | ft | 0 | SPIRAL DUCT | 150 | . | . | . | VARCF-304 | NO
SPIRAL DUCT | 12 | 1.5 | ft | 0 | SPIRAL DUCT | 150 | . | STAINLESS STEEL | . | VE-314-VE-0001 | NO
SPIRAL DUCT | 12 | 1.6 | ft | 0 | SPIRAL DUCT | 250 | . | . | . | VFC-345 | NO
SPIRAL DUCT | 12 | 1.6 | ft | 0 | SPIRAL DUCT | 250 | . | . | . | VFC-345 | NO
SPIRAL DUCT | 12 | 0.7 | ft | 0 | SPIRAL DUCT | 250 | . | . | . | VFC-345 | NO
SPIRAL DUCT | 12 | 3.9 | ft | 0 | SPIRAL DUCT | 200 | . | . | . | VARCF-302/304 | NO
SPIRAL DUCT | 12 | 3.9 | ft | 0 | SPIRAL DUCT | 200 | . | . | . | VARCF-302/304 | NO
SPIRAL DUCT | 12 | 0.9 | ft | 0 | SPIRAL DUCT | 150 | . | . | . | VARCF-302/304 | NO
SPIRAL DUCT | 12 | 0.9 | ft | 0 | SPIRAL DUCT | 150 | . | . | . | VARCF-302/304 | NO
SPIRAL DUCT | 12 | 0.9 | ft | 0 | SPIRAL DUCT | 250 | . | . | . | VARCF-302/304 | NO
SPIRAL DUCT | 12 | 6.8 | ft | 0 | SPIRAL DUCT | 250 | . | . | . | VARCF-302/304 | NO
SPIRAL DUCT | 12 | 1.1 | ft | 0 | SPIRAL DUCT | 200 | . | . | . | VARCF-304 | NO
SPIRAL DUCT | 12 | 6.8 | ft | 0 | SPIRAL DUCT | 200 | . | . | . | VARCF-302 | NO
SPIRAL DUCT | 12 | 8 | ft | 0 | SPIRAL DUCT | 250 | . | . | . | VARCF-304 | NO
SPIRAL DUCT | 12 | 3.3 | ft | 0 | SPIRAL DUCT | 250 | . | . | . | VARCF-302 | NO
SPIRAL DUCT | 12 | 3.9 | ft | 0 | SPIRAL DUCT | 200 | . | . | . | VARCF-302/304 | NO
SPIRAL DUCT | 12 | 10.2 | ft | 0 | SPIRAL DUCT | 150 | . | . | . | VARCF-304 | NO
SPIRAL DUCT | 12 | 4.9 | ft | 0 | SPIRAL DUCT | 150 | . | . | . | VARCF-302 | NO
SPIRAL DUCT | 12 | 1.7 | ft | 0 | SPIRAL DUCT | 150 | . | . | . | VARCF-302 | NO
SPIRAL DUCT | 12 | 2.5 | ft | 0 | SPIRAL DUCT | 150 | . | . | . | VARCF-304 | NO
SPIRAL DUCT | 12 | 0.8 | ft | 0 | SPIRAL DUCT | 200 | . | . | . | VARCF-304 | NO
SPIRAL DUCT | 12 | 4.6 | ft | 0 | SPIRAL DUCT | 200 | . | . | . | VARCF-304 | NO
SPIRAL DUCT | 13 | 3.4 | ft | 0 | SPIRAL DUCT | 150 | . | . | . | VARCF-302 | NO
SPIRAL DUCT | 13 | 1.4 | ft | 0 | SPIRAL DUCT | 150 | . | . | . | VARCF-302 | NO
SPIRAL DUCT | 13 | 0.8 | ft | 0 | SPIRAL DUCT | 150 | . | . | . | VARCF-304 | NO
SPIRAL DUCT | 13 | 0.7 | ft | 0 | SPIRAL DUCT | 200 | . | . | . | VARCF-302/304 | NO
SPIRAL DUCT | 13 | 5.1 | ft | 0 | SPIRAL DUCT | 150 | . | . | . | VARCF-304 | NO
SPIRAL DUCT | 13 | 0.6 | ft | 0 | SPIRAL DUCT | 150 | . | . | . | VARCF-302 | NO
SPIRAL DUCT | 13 | 1.1 | ft | 0 | SPIRAL DUCT | 250 | . | . | . | VARCF-302/304 | NO
SPIRAL DUCT | 13 | 1.7 | ft | 0 | SPIRAL DUCT | 250 | . | . | . | VARCF-302/304 | NO
SPIRAL DUCT | 13 | 1.1 | ft | 0 | SPIRAL DUCT | 250 | . | . | . | VARCF-302/304 | NO
SPIRAL DUCT | 13 | 1.1 | ft | 0 | SPIRAL DUCT | 250 | . | . | . | VARCF-302/304 | NO
SPIRAL DUCT | 13 | 5.5 | ft | 0 | SPIRAL DUCT | 350 | . | . | . | VARCF-304 | NO
SPIRAL DUCT | 13 | 1.2 | ft | 0 | SPIRAL DUCT | 350 | . | . | . | VARCF-302 | NO
SPIRAL DUCT | 13 | 1.3 | ft | 0 | SPIRAL DUCT | 350 | . | . | . | VARCF-302 | NO
SPIRAL DUCT | 13 | 2.5 | ft | 0 | SPIRAL DUCT | 350 | . | . | . | VARCF-304 | NO
SPIRAL DUCT | 13 | 1.6 | ft | 0 | SPIRAL DUCT | 250 | . | . | . | VARCF-302/304 | NO
SPIRAL DUCT | 13 | 1.1 | ft | 0 | SPIRAL DUCT | 250 | . | . | . | VARCF-302/304 | NO
SPIRAL DUCT | 13 | 1.1 | ft | 0 | SPIRAL DUCT | 250 | . | . | . | VARCF-302/304 | NO
SPIRAL DUCT | 13 | 4.8 | ft | 0 | SPIRAL DUCT | 300 | . | . | . | VACF-301 | NO
SPIRAL DUCT | 13 | 10 | ft | 0 | SPIRAL DUCT | 350 | . | . | . | VARCF-302 | NO
SPIRAL DUCT | 13 | 30.8 | ft | 0 | SPIRAL DUCT | 350 | . | . | . | VARCF-304 | NO
SPIRAL DUCT | 13 | 7.7 | ft | 0 | SPIRAL DUCT | 300 | . | . | . | VARCF-302/304 | NO
SPIRAL DUCT | 13 | 8.2 | ft | 0 | SPIRAL DUCT | 300 | . | . | . | VARCF-302/304 | NO
SPIRAL DUCT | 13 | 3.1 | ft | 0 | SPIRAL DUCT | 300 | . | . | . | VARCF-302/304 | NO
SPIRAL DUCT | 13 | 0.9 | ft | 0 | SPIRAL DUCT | 300 | . | . | . | VARCF-302/304 | NO
SPIRAL DUCT | 13 | 2.2 | ft | 0 | SPIRAL DUCT | 300 | . | . | . | VARCF-302/304 | NO
SPIRAL DUCT | 13 | 1.4 | ft | 0 | SPIRAL DUCT | 300 | . | . | . | VARCF-302/304 | NO
SPIRAL DUCT | 13 | 7.7 | ft | 0 | SPIRAL DUCT | 300 | . | . | . | VARCF-302/304 | NO
SPIRAL DUCT | 13 | 8.2 | ft | 0 | SPIRAL DUCT | 300 | . | . | . | VARCF-302/304 | NO
SPIRAL DUCT | 13 | 14.1 | ft | 0 | SPIRAL DUCT | 350 | . | . | . | VARCF-304 | NO
SPIRAL DUCT | 13 | 8 | ft | 0 | SPIRAL DUCT | 350 | . | . | . | VARCF-302 | NO
SPIRAL DUCT | 13 | 11 | ft | 0 | SPIRAL DUCT | 350 | . | . | . | VARCF-302 | NO
SPIRAL DUCT | 13 | 7.8 | ft | 0 | SPIRAL DUCT | 350 | . | . | . | VARCF-302 | NO
SPIRAL DUCT | 13 | 4.6 | ft | 0 | SPIRAL DUCT | 300 | . | . | . | VARCF-302/304 | NO
SPIRAL DUCT | 13 | 1 | ft | 0 | SPIRAL DUCT | 300 | . | . | . | VARCF-302/304 | NO
SPIRAL DUCT | 13 | 0.6 | ft | 0 | SPIRAL DUCT | 300 | . | . | . | VARCF-302/304 | NO
SPIRAL DUCT | 13 | 4.6 | ft | 0 | SPIRAL DUCT | 300 | . | . | . | VARCF-302/304 | NO
SPIRAL DUCT | 13 | 2.3 | ft | 0 | SPIRAL DUCT | 300 | . | . | . | VARCF-302/304 | NO
SPIRAL DUCT | 13 | 2.8 | ft | 0 | SPIRAL DUCT | 300 | . | . | . | VARCF-302/304 | NO
SPIRAL DUCT | 13 | 8.3 | ft | 0 | SPIRAL DUCT | 300 | . | . | . | VARCF-302/304 | NO
SPIRAL DUCT | 13 | 5.1 | ft | 0 | SPIRAL DUCT | 300 | . | . | . | VARCF-302/304 | NO
SPIRAL DUCT | 13 | 1 | ft | 0 | SPIRAL DUCT | 350 | . | . | . | VARCF-304 | NO
SPIRAL DUCT | 13 | 7.5 | ft | 0 | SPIRAL DUCT | 350 | . | . | . | VARCF-302 | NO
SPIRAL DUCT | 13 | 8.9 | ft | 0 | SPIRAL DUCT | 250 | . | . | . | VARCF-302 | NO
SPIRAL DUCT | 13 | 0.9 | ft | 0 | SPIRAL DUCT | 250 | . | . | . | VARCF-304 | NO
SPIRAL DUCT | 13 | 3 | ft | 0 | SPIRAL DUCT | 300 | . | . | . | VARCF-302/304 | NO
SPIRAL DUCT | 13 | 0.9 | ft | 0 | SPIRAL DUCT | 300 | . | . | . | VARCF-302/304 | NO
SPIRAL DUCT | 13 | 5.7 | ft | 0 | SPIRAL DUCT | 200 | . | . | . | VARCF-302 | NO
SPIRAL DUCT | 13 | 1.5 | ft | 0 | SPIRAL DUCT | 200 | . | . | . | VARCF-304 | NO
SPIRAL DUCT | 13 | 8.9 | ft | 0 | SPIRAL DUCT | 200 | . | . | . | VARCF-302 | NO
SPIRAL DUCT | 13 | 5.7 | ft | 0 | SPIRAL DUCT | 200 | . | . | . | VARCF-302 | NO
SPIRAL DUCT | 13 | 1.5 | ft | 0 | SPIRAL DUCT | 200 | . | . | . | VARCF-304 | NO
SPIRAL DUCT | 13 | 2.6 | ft | 0 | SPIRAL DUCT | 200 | . | . | . | VARCF-304 | NO
SPIRAL DUCT | 13 | 3.2 | ft | 0 | SPIRAL DUCT | 200 | . | . | . | VARCF-302/304 | NO
SPIRAL DUCT | 13 | 3 | ft | 0 | SPIRAL DUCT | 200 | . | . | . | VARCF-302/304 | NO
SPIRAL DUCT | 13 | 1.7 | ft | 0 | SPIRAL DUCT | 250 | . | . | . | VARCF-302/304 | NO
SPIRAL DUCT | 13 | 1.7 | ft | 0 | SPIRAL DUCT | 250 | . | . | . | VARCF-302/304 | NO
SPIRAL DUCT | 13 | 0.8 | ft | 0 | SPIRAL DUCT | 200 | . | . | . | VARCF-302/304 | NO
SPIRAL DUCT | 13 | 5.7 | ft | 0 | SPIRAL DUCT | 200 | . | . | . | VARCF-302/304 | NO
SPIRAL DUCT | 13 | 4.9 | ft | 0 | SPIRAL DUCT | 200 | . | . | . | VARCF-302/304 | NO
SPIRAL DUCT | 13 | 5.4 | ft | 0 | SPIRAL DUCT | 200 | . | . | . | VARCF-302/304 | NO
SPIRAL DUCT | 13 | 5.4 | ft | 0 | SPIRAL DUCT | 200 | . | . | . | VARCF-302/304 | NO
SPIRAL DUCT | 13 | 5.7 | ft | 0 | SPIRAL DUCT | 200 | . | . | . | VARCF-302/304 | NO
SPIRAL DUCT | 13 | 6 | ft | 0 | SPIRAL DUCT | 200 | . | . | . | VARCF-302/304 | NO
SPIRAL DUCT | 13 | 4.6 | ft | 0 | SPIRAL DUCT | 200 | . | . | . | VARCF-302/304 | NO
SPIRAL DUCT | 13 | 5 | ft | 0 | SPIRAL DUCT | 200 | . | . | . | VARCF-302/304 | NO
SPIRAL DUCT | 13 | 5 | ft | 0 | SPIRAL DUCT | 200 | . | . | . | VARCF-302/304 | NO
SPIRAL DUCT | 13 | 5 | ft | 0 | SPIRAL DUCT | 250 | . | . | . | VARCF-302/304 | NO
SPIRAL DUCT | 13 | 5 | ft | 0 | SPIRAL DUCT | 250 | . | . | . | VARCF-302/304 | NO
SPIRAL DUCT | 13 | 0.8 | ft | 0 | SPIRAL DUCT | 200 | . | . | . | VARCF-302/304 | NO
SPIRAL DUCT | 13 | 3.9 | ft | 0 | SPIRAL DUCT | 150 | . | . | . | VARCF-304 | NO
SPIRAL DUCT | 13 | 0.6 | ft | 0 | SPIRAL DUCT | 200 | . | . | . | VARCF-302/304 | NO
SPIRAL DUCT | 13 | 0.6 | ft | 0 | SPIRAL DUCT | 200 | . | . | . | VARCF-302/304 | NO
SPIRAL DUCT | 13 | 0.5 | ft | 0 | SPIRAL DUCT | 200 | . | . | . | VARCF-302/304 | NO
SPIRAL DUCT | 13 | 8.3 | ft | 0 | SPIRAL DUCT | 150 | . | . | . | VARCF-304 | NO
SPIRAL DUCT | 13 | 4.7 | ft | 0 | SPIRAL DUCT | 150 | . | . | . | VARCF-304 | NO
SPIRAL DUCT | 13 | 4.5 | ft | 0 | SPIRAL DUCT | 150 | . | . | . | VARCF-304 | NO
SPIRAL DUCT | 13 | 3.2 | ft | 0 | SPIRAL DUCT | 150 | . | . | . | VARCF-304 | NO
SPIRAL DUCT | 13 | 0.8 | ft | 0 | SPIRAL DUCT | 200 | . | . | . | VARCF-302/304 | NO
SPIRAL DUCT | 13 | 7.8 | ft | 0 | SPIRAL DUCT | 250 | . | . | . | VARCF-302/304 | NO
SPIRAL DUCT | 13 | 0.9 | ft | 0 | SPIRAL DUCT | 150 | . | . | . | VARCF-302/304 | NO
SPIRAL DUCT | 13 | 4.1 | ft | 0 | SPIRAL DUCT | 150 | . | . | . | VARCF-302/304 | NO
SPIRAL DUCT | 13 | 4.9 | ft | 0 | SPIRAL DUCT | 200 | . | . | . | VARCF-302/304 | NO
SPIRAL DUCT | 13 | 5.2 | ft | 0 | SPIRAL DUCT | 200 | . | . | . | VARCF-302/304 | NO
SPIRAL DUCT | 13 | 2 | ft | 0 | SPIRAL DUCT | 150 | . | . | . | VARCF-302 | NO
SPIRAL DUCT | 13 | 4.8 | ft | 0 | SPIRAL DUCT | 150 | . | . | . | VARCF-304 | NO
SPIRAL DUCT | 13 | 1.6 | ft | 0 | SPIRAL DUCT | 150 | . | . | . | VARCF-304 | NO
SPIRAL DUCT | 13 | 12.3 | ft | 0 | SPIRAL DUCT | 150 | . | . | . | VARCF-302 | NO
SPIRAL DUCT | 13 | 1.5 | ft | 0 | SPIRAL DUCT | 150 | . | . | . | VARCF-304 | NO
SPIRAL DUCT | 13 | 2.5 | ft | 0 | SPIRAL DUCT | 150 | . | . | . | VARCF-302 | NO
SPIRAL DUCT | 13 | 1.7 | ft | 0 | SPIRAL DUCT | 150 | . | . | . | VARCF-302 | NO
SPIRAL DUCT | 13 | 1.7 | ft | 0 | SPIRAL DUCT | 150 | . | . | . | VARCF-304 | NO
SPIRAL DUCT | 13 | 4 | ft | 0 | SPIRAL DUCT | 350 | . | . | . | VARCF-304 | NO
SPIRAL DUCT | 13 | 3 | ft | 0 | SPIRAL DUCT | 350 | . | . | . | VARCF-302 | NO
SPIRAL DUCT | 13 | 6.1 | ft | 0 | SPIRAL DUCT | 300 | . | . | . | VARCF-302/304 | NO
SPIRAL DUCT | 13 | 2.4 | ft | 0 | SPIRAL DUCT | 300 | . | . | . | VARCF-302/304 | NO
SPIRAL DUCT | 13 | 10 | ft | 0 | SPIRAL DUCT | 300 | . | . | . | VARCF-302/304 | NO
SPIRAL DUCT | 13 | 9.7 | ft | 0 | SPIRAL DUCT | 300 | . | . | . | VARCF-302/304 | NO
SPIRAL DUCT | 13 | 1.7 | ft | 0 | SPIRAL DUCT | 200 | . | . | . | VARCF-302 | NO
SPIRAL DUCT | 13 | 1.7 | ft | 0 | SPIRAL DUCT | 200 | . | . | . | VARCF-304 | NO
SPIRAL DUCT | 13 | 0.5 | ft | 0 | SPIRAL DUCT | 150 | . | . | . | VARCF-304 | NO
SPIRAL DUCT | 13 | 1.7 | ft | 0 | SPIRAL DUCT | 150 | . | . | . | VARCF-302 | NO
SPIRAL DUCT | 13 | 2.5 | ft | 0 | SPIRAL DUCT | 150 | . | . | . | VARCF-302 | NO
SPIRAL DUCT | 13 | 0.7 | ft | 0 | SPIRAL DUCT | 150 | . | . | . | VARCF-304 | NO
SPIRAL DUCT | 13 | 2.5 | ft | 0 | SPIRAL DUCT | 150 | . | . | . | VARCF-302 | NO
SPIRAL DUCT | 13 | 0.7 | ft | 0 | SPIRAL DUCT | 150 | . | . | . | VARCF-304 | NO
SPIRAL DUCT | 13 | 0.7 | ft | 0 | SPIRAL DUCT | 150 | . | . | . | VARCF-304 | NO
SPIRAL DUCT | 13 | 2.5 | ft | 0 | SPIRAL DUCT | 150 | . | . | . | VARCF-302 | NO
SPIRAL DUCT | 13 | 1.4 | ft | 0 | SPIRAL DUCT | 150 | . | . | . | VARCF-304 | NO
SPIRAL DUCT | 13 | 1.3 | ft | 0 | SPIRAL DUCT | 150 | . | . | . | VARCF-302 | NO
SPIRAL DUCT | 13 | 1.3 | ft | 0 | SPIRAL DUCT | 150 | . | . | . | VARCF-304 | NO
SPIRAL DUCT | 13 | 1.7 | ft | 0 | SPIRAL DUCT | 150 | . | . | . | VARCF-302 | NO
SPIRAL DUCT | 13 | 0.9 | ft | 0 | SPIRAL DUCT | 150 | . | . | . | VARCF-304 | NO
SPIRAL DUCT | 13 | 3.9 | ft | 0 | SPIRAL DUCT | 150 | . | . | . | VARCF-304 | NO
SPIRAL DUCT | 13 | 2.5 | ft | 0 | SPIRAL DUCT | 150 | . | . | . | VARCF-302 | NO
SPIRAL DUCT | 13 | 4 | ft | 0 | SPIRAL DUCT | 150 | . | . | . | VARCF-302 | NO
SPIRAL DUCT | 13 | 4.2 | ft | 0 | SPIRAL DUCT | 150 | . | . | . | VARCF-302 | NO
SPIRAL DUCT | 13 | 4.2 | ft | 0 | SPIRAL DUCT | 150 | . | . | . | VARCF-304 | NO
SPIRAL DUCT | 13 | 1.1 | ft | 0 | SPIRAL DUCT | 150 | . | . | . | VARCF-304 | NO
SPIRAL DUCT | 13 | 1.3 | ft | 0 | SPIRAL DUCT | 150 | . | . | . | VARCF-302 | NO
SPIRAL DUCT | 13 | 1.3 | ft | 0 | SPIRAL DUCT | 150 | . | . | . | VARCF-302 | NO
SPIRAL DUCT | 13 | 1.4 | ft | 0 | SPIRAL DUCT | 150 | . | . | . | VARCF-302 | NO
SPIRAL DUCT | 13 | 3 | ft | 0 | SPIRAL DUCT | 150 | . | . | . | VARCF-302 | NO
SPIRAL DUCT | 9 | 3.6 | ft | 0 | SPIRAL DUCT | 200 | . | . | . | VARCF-305 | NO
SPIRAL DUCT | 9 | 0.5 | ft | 0 | SPIRAL DUCT | 300 | . | . | . | VARCF-305 | NO
SPIRAL DUCT | 9 | 1 | ft | 0 | SPIRAL DUCT | 150 | . | . | . | VARCF-305 | NO
SPIRAL DUCT | 9 | 8 | ft | 0 | SPIRAL DUCT | 200 | . | . | . | VARCF-305 | NO
SPIRAL DUCT | 9 | 3.5 | ft | 0 | SPIRAL DUCT | 150 | . | . | . | VARCF-305 | NO
SPIRAL DUCT | 9 | 3.8 | ft | 0 | SPIRAL DUCT | 150 | . | . | . | VARCF-305 | NO
SPIRAL DUCT | 9 | 3.7 | ft | 0 | SPIRAL DUCT | 150 | . | . | . | VARCF-305 | NO
SPIRAL DUCT | 9 | 2.1 | ft | 0 | SPIRAL DUCT | 150 | . | . | . | VARCF-305 | NO
SPIRAL DUCT | 9 | 6.1 | ft | 0 | SPIRAL DUCT | 150 | . | . | . | VARCF-305 | NO
SPIRAL DUCT | 9 | 2.2 | ft | 0 | SPIRAL DUCT | 150 | . | . | . | VARCF-305 | NO
SPIRAL DUCT | 9 | 2.5 | ft | 0 | SPIRAL DUCT | 150 | . | . | . | VARCF-305 | NO
SPIRAL DUCT | 9 | 0.8 | ft | 0 | SPIRAL DUCT | 150 | . | . | . | VARCF-305 | NO
SPIRAL DUCT | 9 | 8.3 | ft | 0 | SPIRAL DUCT | 150 | . | . | . | VARCF-305 | NO
SPIRAL DUCT | 9 | 4.6 | ft | 0 | SPIRAL DUCT | 150 | . | . | . | VARCF-305 | NO
SPIRAL DUCT | 9 | 5 | ft | 0 | SPIRAL DUCT | 150 | . | . | . | VARCF-305 | NO
SPIRAL DUCT | 9 | 4.9 | ft | 0 | SPIRAL DUCT | 150 | . | . | . | VARCF-305 | NO
SPIRAL DUCT | 9 | 5 | ft | 0 | SPIRAL DUCT | 150 | . | . | . | VARCF-305 | NO
SPIRAL DUCT | 9 | 5 | ft | 0 | SPIRAL DUCT | 150 | . | . | . | VARCF-305 | NO
SPIRAL DUCT | 9 | 5 | ft | 0 | SPIRAL DUCT | 150 | . | . | . | VARCF-305 | NO
SPIRAL DUCT | 9 | 1.2 | ft | 0 | SPIRAL DUCT | 150 | . | . | . | VARCF-305 | NO
SPIRAL DUCT | 9 | 1.1 | ft | 0 | SPIRAL DUCT | 150 | . | . | . | VARCF-304/305 | NO
SPIRAL DUCT | 9 | 1.1 | ft | 0 | SPIRAL DUCT | 200 | . | . | . | VARCF-305 | NO
SPIRAL DUCT | 9 | 5.5 | ft | 0 | SPIRAL DUCT | 150 | . | . | . | VARCF-305 | NO
SPIRAL DUCT | 9 | 5.9 | ft | 0 | SPIRAL DUCT | 150 | . | . | . | VARCF-305 | NO
SPIRAL DUCT | 9 | 6.4 | ft | 0 | SPIRAL DUCT | 150 | . | . | . | VARCF-305 | NO
SPIRAL DUCT | 9 | 4.4 | ft | 0 | SPIRAL DUCT | 150 | . | . | . | VARCF-305 | NO
SPIRAL DUCT | 9 | 2.8 | ft | 0 | SPIRAL DUCT | 150 | . | . | . | VARCF-305 | NO
SPIRAL DUCT | 9 | 1.1 | ft | 0 | SPIRAL DUCT | 150 | . | . | . | VARCF-305 | NO
SPIRAL DUCT | 9 | 1.1 | ft | 0 | SPIRAL DUCT | 150 | . | . | . | VARCF-305 | NO
SPIRAL DUCT | 9 | 1.2 | ft | 0 | SPIRAL DUCT | 150 | . | . | . | VARCF-305 | NO
SPIRAL DUCT | 9 | 0.7 | ft | 0 | SPIRAL DUCT | 150 | . | . | . | VARCF-305 | NO
SPIRAL DUCT | 9 | 0.6 | ft | 0 | SPIRAL DUCT | 150 | . | . | . | VARCF-305 | NO
SPIRAL DUCT | 9 | 3.6 | ft | 0 | SPIRAL DUCT | 200 | . | . | . | VARCF-305 | NO
SPIRAL DUCT | 9 | 3.9 | ft | 0 | SPIRAL DUCT | 150 | . | . | . | VARCF-305 | NO
SPIRAL DUCT | 9 | 5 | ft | 0 | SPIRAL DUCT | 150 | . | . | . | VARCF-305 | NO
SPIRAL DUCT | 9 | 1.8 | ft | 0 | SPIRAL DUCT | 150 | . | . | . | VARCF-305 | NO
SPIRAL DUCT | 9 | 1.7 | ft | 0 | SPIRAL DUCT | 150 | . | . | . | VARCF-304 | NO
SPIRAL DUCT | 9 | 4.9 | ft | 0 | SPIRAL DUCT | 150 | . | . | . | VARCF-304 | NO
SPIRAL DUCT | 9 | 2.9 | ft | 0 | SPIRAL DUCT | 150 | . | . | . | VARCF-304 | NO
SPIRAL DUCT | 9 | 4.7 | ft | 0 | SPIRAL DUCT | 150 | . | . | . | VARCF-305 | NO
SPIRAL DUCT | 9 | 1 | ft | 0 | SPIRAL DUCT | 250 | . | . | . | VARCF-304/305 | NO
SPIRAL DUCT | 9 | 4.4 | ft | 0 | SPIRAL DUCT | 150 | . | . | . | VARCF-304 | NO
SPIRAL DUCT | 9 | 6 | ft | 0 | SPIRAL DUCT | 250 | . | . | . | VARCF-304/305 | NO
SPIRAL DUCT | 9 | 4.3 | ft | 0 | SPIRAL DUCT | 250 | . | . | . | VARCF-304/305 | NO
SPIRAL DUCT | 9 | 4.6 | ft | 0 | SPIRAL DUCT | 200 | . | . | . | VARCF-304/305 | NO
SPIRAL DUCT | 9 | 7 | ft | 0 | SPIRAL DUCT | 200 | . | . | . | VARCF-304 | NO
SPIRAL DUCT | 9 | 2.4 | ft | 0 | SPIRAL DUCT | 150 | . | . | . | VARCF-304 | NO
SPIRAL DUCT | 9 | 2.4 | ft | 0 | SPIRAL DUCT | 150 | . | . | . | VARCF-304 | NO
SPIRAL DUCT | 9 | 2.5 | ft | 0 | SPIRAL DUCT | 150 | . | . | . | VARCF-304 | NO
SPIRAL DUCT | 9 | 5.4 | ft | 0 | SPIRAL DUCT | 200 | . | . | . | VARCF-304 | NO
SPIRAL DUCT | 9 | 1.9 | ft | 0 | SPIRAL DUCT | 200 | . | . | . | VARCF-304/305 | NO
SPIRAL DUCT | 9 | 6.2 | ft | 0 | SPIRAL DUCT | 250 | . | . | . | VARCF-304/305 | NO
SPIRAL DUCT | 9 | 5.6 | ft | 0 | SPIRAL DUCT | 200 | . | . | . | VARCF-304/305 | NO
SPIRAL DUCT | 9 | 1.3 | ft | 0 | SPIRAL DUCT | 150 | . | . | . | VARCF-304 | NO
SPIRAL DUCT | 9 | 1.4 | ft | 0 | SPIRAL DUCT | 150 | . | . | . | VARCF-304 | NO
SPIRAL DUCT | 9 | 5.9 | ft | 0 | SPIRAL DUCT | 200 | . | . | . | VARCF-304/305 | NO
SPIRAL DUCT | 9 | 5.8 | ft | 0 | SPIRAL DUCT | 200 | . | . | . | VARCF-304/305 | NO
SPIRAL DUCT | 9 | 5.1 | ft | 0 | SPIRAL DUCT | 200 | . | . | . | VARCF-304/305 | NO
SPIRAL DUCT | 9 | 3.2 | ft | 0 | SPIRAL DUCT | 200 | . | . | . | VARCF-304/305 | NO
SPIRAL DUCT | 9 | 1.9 | ft | 0 | SPIRAL DUCT | 200 | . | . | . | VARCF-304/305 | NO
SPIRAL DUCT | 9 | 1.9 | ft | 0 | SPIRAL DUCT | 200 | . | . | . | VARCF-304/305 | NO
SPIRAL DUCT | 9 | 1.8 | ft | 0 | SPIRAL DUCT | 200 | . | . | . | VARCF-304/305 | NO
SPIRAL DUCT | 9 | 1.7 | ft | 0 | SPIRAL DUCT | 200 | . | . | . | VARCF-304/305 | NO
SPIRAL DUCT | 9 | 1.6 | ft | 0 | SPIRAL DUCT | 200 | . | . | . | VARCF-304/305 | NO
SPIRAL DUCT | 9 | 1.4 | ft | 0 | SPIRAL DUCT | 150 | . | . | . | VARCF-304 | NO
SPIRAL DUCT | 9 | 2.1 | ft | 0 | SPIRAL DUCT | 150 | . | . | . | VARCF-304 | NO
SPIRAL DUCT | 9 | 6.4 | ft | 0 | SPIRAL DUCT | 150 | . | . | . | VARCF-304 | NO
SPIRAL DUCT | 9 | 9 | ft | 0 | SPIRAL DUCT | 150 | . | . | . | VARCF-304 | NO
SPIRAL DUCT | 9 | 2.3 | ft | 0 | SPIRAL DUCT | 150 | . | . | . | VARCF-304 | NO
SPIRAL DUCT | 9 | 2.2 | ft | 0 | SPIRAL DUCT | 150 | . | . | . | VARCF-304 | NO
SPIRAL DUCT | 9 | 2.9 | ft | 0 | SPIRAL DUCT | 150 | . | . | . | VARCF-304 | NO
SPIRAL DUCT | 9 | 2.5 | ft | 0 | SPIRAL DUCT | 150 | . | . | . | VARCF-304 | NO
SPIRAL DUCT | 9 | 2.4 | ft | 0 | SPIRAL DUCT | 150 | . | . | . | VARCF-304 | NO
SPIRAL DUCT | 9 | 5.9 | ft | 0 | SPIRAL DUCT | 150 | . | . | . | VARCF-304 | NO
SPIRAL DUCT | 9 | 6.3 | ft | 0 | SPIRAL DUCT | 150 | . | . | . | VARCF-304 | NO
SPIRAL DUCT | 9 | 1 | ft | 0 | SPIRAL DUCT | 200 | . | . | . | VARCF-304/305 | NO
SPIRAL DUCT | 9 | 0.9 | ft | 0 | SPIRAL DUCT | 200 | . | . | . | VARCF-304/305 | NO
SPIRAL DUCT | 9 | 0.8 | ft | 0 | SPIRAL DUCT | 200 | . | . | . | VARCF-304/305 | NO
SPIRAL DUCT | 9 | 2.4 | ft | 0 | SPIRAL DUCT | 150 | . | . | . | VARCF-304 | NO
SPIRAL DUCT | 9 | 6.4 | ft | 0 | SPIRAL DUCT | 200 | . | . | . | VARCF-304 | NO
SPIRAL DUCT | 9 | 0.7 | ft | 0 | SPIRAL DUCT | 250 | . | . | . | VARCF-304/305 | NO
SPIRAL DUCT | 9 | 4.2 | ft | 0 | SPIRAL DUCT | 150 | . | . | . | VARCF-304 | NO
SPIRAL DUCT | 9 | 4.2 | ft | 0 | SPIRAL DUCT | 150 | . | . | . | VARCF-304 | NO
SPIRAL DUCT | 9 | 4.2 | ft | 0 | SPIRAL DUCT | 150 | . | . | . | VARCF-304 | NO
SPIRAL DUCT | 9 | 4.2 | ft | 0 | SPIRAL DUCT | 150 | . | . | . | VARCF-304 | NO
SPIRAL DUCT | 9 | 2.5 | ft | 0 | SPIRAL DUCT | 150 | . | . | . | VARCF-304 | NO
SPIRAL DUCT | 9 | 2.6 | ft | 0 | SPIRAL DUCT | 200 | . | . | . | VARCF-304 | NO
SPIRAL DUCT | 9 | 3 | ft | 0 | SPIRAL DUCT | 200 | . | . | . | VARCF-304/305 | NO
SPIRAL DUCT | 9 | 3 | ft | 0 | SPIRAL DUCT | 200 | . | . | . | VARCF-304/305 | NO
SPIRAL DUCT | 9 | 4.9 | ft | 0 | SPIRAL DUCT | 150 | . | . | . | VARCF-304/305 | NO
SPIRAL DUCT | 9 | 5.7 | ft | 0 | SPIRAL DUCT | 200 | . | . | . | VARCF-304/305 | NO
SPIRAL DUCT | 9 | 6.2 | ft | 0 | SPIRAL DUCT | 250 | . | . | . | VARCF-304/305 | NO
SPIRAL DUCT | 9 | 5.8 | ft | 0 | SPIRAL DUCT | 250 | . | . | . | VARCF-304/305 | NO
SPIRAL DUCT | 9 | 5.7 | ft | 0 | SPIRAL DUCT | 250 | . | . | . | VARCF-304/305 | NO
SPIRAL DUCT | 9 | 0.8 | ft | 0 | SPIRAL DUCT | 200 | . | . | . | VARCF-304/305 | NO
SPIRAL DUCT | 9 | 0.7 | ft | 0 | SPIRAL DUCT | 200 | . | . | . | VARCF-304/305 | NO
SPIRAL DUCT | 9 | 0.6 | ft | 0 | SPIRAL DUCT | 200 | . | . | . | VARCF-304/305 | NO
SPIRAL DUCT | 9 | 0.8 | ft | 0 | SPIRAL DUCT | 200 | . | . | . | VARCF-304/305 | NO
SPIRAL DUCT | 9 | 0.7 | ft | 0 | SPIRAL DUCT | 200 | . | . | . | VARCF-304/305 | NO
SPIRAL DUCT | 9 | 0.8 | ft | 0 | SPIRAL DUCT | 200 | . | . | . | VARCF-304/305 | NO
SPIRAL DUCT | 9 | 1.3 | ft | 0 | SPIRAL DUCT | 200 | . | . | . | VARCF-304/305 | NO
SPIRAL DUCT | 9 | 1.6 | ft | 0 | SPIRAL DUCT | 150 | . | . | . | VARCF-304/305 | NO
SPIRAL DUCT | 9 | 2.8 | ft | 0 | SPIRAL DUCT | 300 | . | STAINLESS STEEL | . | VE-314-VE-0001 | NO
SPIRAL DUCT | 9 | 5.2 | ft | 0 | SPIRAL DUCT | 305 | . | STAINLESS STEEL | . | VE-314-VE-0001 | NO
SPIRAL DUCT | 9 | 3.3 | ft | 0 | SPIRAL DUCT | 250 | . | . | . | VARCF-304/305 | NO
SPIRAL DUCT | 9 | 1.4 | ft | 0 | SPIRAL DUCT | 300 | . | . | . | VARCF-305 | NO
SPIRAL DUCT | 9 | 1 | ft | 0 | SPIRAL DUCT | 150 | . | . | . | VARCF-304/305 | NO
SPIRAL DUCT | 9 | 2.4 | ft | 0 | SPIRAL DUCT | 150 | . | . | . | VARCF-304 | NO
SPIRAL DUCT | 9 | 2.8 | ft | 0 | SPIRAL DUCT | 150 | . | . | . | VARCF-304 | NO
SPIRAL DUCT | 9 | 1.4 | ft | 0 | SPIRAL DUCT | 150 | . | . | . | VARCF-304/305 | NO
SPIRAL DUCT | 9 | 1.8 | ft | 0 | SPIRAL DUCT | 150 | . | . | . | VARCF-304 | NO
SPIRAL DUCT | 9 | 1.8 | ft | 0 | SPIRAL DUCT | 150 | . | . | . | VARCF-304 | NO
SPIRAL DUCT | 9 | 1.4 | ft | 0 | SPIRAL DUCT | 150 | . | . | . | VARCF-304/305 | NO
SPIRAL DUCT | 9 | 1.4 | ft | 0 | SPIRAL DUCT | 150 | . | . | . | VARCF-304/305 | NO
SPIRAL DUCT | 9 | 4 | ft | 0 | SPIRAL DUCT | 150 | . | . | . | VARCF-304 | NO
SPIRAL DUCT | 9 | 2.8 | ft | 0 | SPIRAL DUCT | 200 | . | . | . | VARCF-304 | NO
SPIRAL DUCT | 9 | 12.2 | ft | 0 | SPIRAL DUCT | 250 | . | . | . | VARCF-304/305 | NO
SPIRAL DUCT | 9 | 1.4 | ft | 0 | SPIRAL DUCT | 250 | . | . | . | VARCF-304/305 | NO
SPIRAL DUCT | 9 | 0.9 | ft | 0 | SPIRAL DUCT | 300 | . | . | . | VARCF-304/305 | NO
SPIRAL DUCT | 9 | 1.1 | ft | 0 | SPIRAL DUCT | 300 | . | . | . | VARCF-304/305 | NO
SPIRAL DUCT | 9 | 1.1 | ft | 0 | SPIRAL DUCT | 300 | . | . | . | VARCF-304 | NO
SPIRAL DUCT | 9 | 0.8 | ft | 0 | SPIRAL DUCT | 300 | . | . | . | VARCF-304/305 | NO
SPIRAL DUCT | 9 | 1.3 | ft | 0 | SPIRAL DUCT | 150 | . | . | . | VARCF-304/305 | NO
SPIRAL DUCT | 9 | 2.2 | ft | 0 | SPIRAL DUCT | 250 | . | . | . | VFC-347 | NO
SPIRAL DUCT | 9 | 3.8 | ft | 0 | SPIRAL DUCT | 250 | . | . | . | VFC-347 | NO
SPIRAL DUCT | 9 | 3.4 | ft | 0 | SPIRAL DUCT | 250 | . | . | . | VFC-347 | NO
SPIRAL DUCT | 9 | 1.8 | ft | 0 | SPIRAL DUCT | 250 | . | . | . | VARCF-302/304 | NO
SPIRAL DUCT | 9 | 3.6 | ft | 0 | SPIRAL DUCT | 150 | . | . | . | VARCF-302 | NO
SPIRAL DUCT | 9 | 1.4 | ft | 0 | SPIRAL DUCT | 150 | . | . | . | VARCF-304 | NO
SPIRAL DUCT | 9 | 3.6 | ft | 0 | SPIRAL DUCT | 150 | . | . | . | VARCF-304 | NO
SPIRAL DUCT | 9 | 5.5 | ft | 0 | SPIRAL DUCT | 150 | . | . | . | VARCF-302 | NO
SPIRAL DUCT | 9 | 2.9 | ft | 0 | SPIRAL DUCT | 150 | . | . | . | VARCF-302 | NO
SPIRAL DUCT | 9 | 1.3 | ft | 0 | SPIRAL DUCT | 150 | . | . | . | VARCF-304 | NO
SPIRAL DUCT | 9 | 6.5 | ft | 0 | SPIRAL DUCT | 150 | . | . | . | VARCF-302 | NO
SPIRAL DUCT | 9 | 2.3 | ft | 0 | SPIRAL DUCT | 250 | . | . | . | VARCF-302/304 | NO
SPIRAL DUCT | 9 | 6.1 | ft | 0 | SPIRAL DUCT | 250 | . | . | . | VARCF-302/304 | NO
SPIRAL DUCT | 9 | 5.2 | ft | 0 | SPIRAL DUCT | 200 | . | . | . | VARCF-302 | NO
SPIRAL DUCT | 9 | 13.4 | ft | 0 | SPIRAL DUCT | 200 | . | . | . | VARCF-304 | NO
SPIRAL DUCT | 9 | 3.1 | ft | 0 | SPIRAL DUCT | 150 | . | . | . | VARCF-302 | NO
SPIRAL DUCT | 9 | 2.2 | ft | 0 | SPIRAL DUCT | 150 | . | . | . | VARCF-304 | NO
SPIRAL DUCT | 9 | 4 | ft | 0 | SPIRAL DUCT | 150 | . | . | . | VARCF-302 | NO
SPIRAL DUCT | 9 | 13.3 | ft | 0 | SPIRAL DUCT | 250 | . | . | . | VARCF-304 | NO
SPIRAL DUCT | 9 | 9.3 | ft | 0 | SPIRAL DUCT | 250 | . | . | . | VARCF-302 | NO
SPIRAL DUCT | 9 | 2.9 | ft | 0 | SPIRAL DUCT | 150 | . | . | . | VARCF-302 | NO
SPIRAL DUCT | 9 | 5 | ft | 0 | SPIRAL DUCT | 150 | . | . | . | VARCF-304 | NO
SPIRAL DUCT | 9 | 3.6 | ft | 0 | SPIRAL DUCT | 150 | . | . | . | VARCF-302 | NO
SPIRAL DUCT | 9 | 19.1 | ft | 0 | SPIRAL DUCT | 150 | . | . | . | VARCF-302/304 | NO
SPIRAL DUCT | 9 | 5.4 | ft | 0 | SPIRAL DUCT | 150 | . | . | . | VARCF-302/304 | NO
SPIRAL DUCT | 9 | 2.1 | ft | 0 | SPIRAL DUCT | 150 | . | . | . | VARCF-302/304 | NO
SPIRAL DUCT | 9 | 2.7 | ft | 0 | SPIRAL DUCT | 200 | . | . | . | VARCF-302/304 | NO
SPIRAL DUCT | 9 | 2.7 | ft | 0 | SPIRAL DUCT | 200 | . | . | . | VARCF-302/304 | NO
SPIRAL DUCT | 9 | 6.4 | ft | 0 | SPIRAL DUCT | 200 | . | . | . | VARCF-302/304 | NO
SPIRAL DUCT | 9 | 6.3 | ft | 0 | SPIRAL DUCT | 200 | . | . | . | VARCF-302/304 | NO
SPIRAL DUCT | 9 | 2.2 | ft | 0 | SPIRAL DUCT | 150 | . | . | . | VARCF-304 | NO
SPIRAL DUCT | 9 | 2.8 | ft | 0 | SPIRAL DUCT | 150 | . | . | . | VARCF-302 | NO
SPIRAL DUCT | 9 | 2.2 | ft | 0 | SPIRAL DUCT | 150 | . | . | . | VARCF-304 | NO
SPIRAL DUCT | 9 | 2.8 | ft | 0 | SPIRAL DUCT | 150 | . | . | . | VARCF-302 | NO
SPIRAL DUCT | 9 | 2.5 | ft | 0 | SPIRAL DUCT | 150 | . | . | . | VARCF-302 | NO
SPIRAL DUCT | 9 | 2.2 | ft | 0 | SPIRAL DUCT | 150 | . | . | . | VARCF-304 | NO
SPIRAL DUCT | 9 | 2.2 | ft | 0 | SPIRAL DUCT | 150 | . | . | . | VARCF-304 | NO
SPIRAL DUCT | 9 | 2.6 | ft | 0 | SPIRAL DUCT | 150 | . | . | . | VARCF-302 | NO
SPIRAL DUCT | 9 | 0.6 | ft | 0 | SPIRAL DUCT | 150 | . | . | . | VARCF-302/304 | NO
SPIRAL DUCT | 9 | 0.7 | ft | 0 | SPIRAL DUCT | 150 | . | . | . | VARCF-302/304 | NO
SPIRAL DUCT | 9 | 0.7 | ft | 0 | SPIRAL DUCT | 150 | . | . | . | VARCF-302/304 | NO
SPIRAL DUCT | 9 | 0.7 | ft | 0 | SPIRAL DUCT | 150 | . | . | . | VARCF-302/304 | NO
SPIRAL DUCT | 9 | 0.7 | ft | 0 | SPIRAL DUCT | 150 | . | . | . | VARCF-302/304 | NO
SPIRAL DUCT | 9 | 0.8 | ft | 0 | SPIRAL DUCT | 150 | . | . | . | VARCF-302/304 | NO
SPIRAL DUCT | 9 | 0.7 | ft | 0 | SPIRAL DUCT | 150 | . | . | . | VARCF-302/304 | NO
SPIRAL DUCT | 9 | 0.5 | ft | 0 | SPIRAL DUCT | 200 | . | . | . | VARCF-302/304 | NO
SPIRAL DUCT | 9 | 2.3 | ft | 0 | SPIRAL DUCT | 250 | . | . | . | VFC-347 | NO
SPIRAL DUCT | 10 | 2.4 | ft | 0 | SPIRAL DUCT | 300 | . | . | . | VARCF-302 | NO
SPIRAL DUCT | 10 | 5.8 | ft | 0 | SPIRAL DUCT | 300 | . | . | . | VARCF-302 | NO
SPIRAL DUCT | 10 | 13.6 | ft | 0 | SPIRAL DUCT | 300 | . | . | . | VARCF-304 | NO
SPIRAL DUCT | 10 | 2.8 | ft | 0 | SPIRAL DUCT | 250 | . | . | . | VARCF-302/304 | NO
SPIRAL DUCT | 10 | 2.8 | ft | 0 | SPIRAL DUCT | 250 | . | . | . | VARCF-302/304 | NO
SPIRAL DUCT | 10 | 1.4 | ft | 0 | SPIRAL DUCT | 250 | . | . | . | VARCF-302/304 | NO
SPIRAL DUCT | 10 | 1.4 | ft | 0 | SPIRAL DUCT | 250 | . | . | . | VARCF-302/304 | NO
SPIRAL DUCT | 10 | 2.6 | ft | 0 | SPIRAL DUCT | 250 | . | . | . | VARCF-302/304 | NO
SPIRAL DUCT | 10 | 16.4 | ft | 0 | SPIRAL DUCT | 250 | . | . | . | VARCF-302/304 | NO
SPIRAL DUCT | 10 | 8.5 | ft | 0 | SPIRAL DUCT | 250 | . | . | . | VARCF-302/304 | NO
SPIRAL DUCT | 10 | 2.6 | ft | 0 | SPIRAL DUCT | 250 | . | . | . | VARCF-302/304 | NO
SPIRAL DUCT | 10 | 1.1 | ft | 0 | SPIRAL DUCT | 150 | . | . | . | VARCF-302 | NO
SPIRAL DUCT | 10 | 1.3 | ft | 0 | SPIRAL DUCT | 150 | . | . | . | VARCF-304 | NO
SPIRAL DUCT | 10 | 3.3 | ft | 0 | SPIRAL DUCT | 150 | . | . | . | VARCF-302 | NO
SPIRAL DUCT | 10 | 1 | ft | 0 | SPIRAL DUCT | 150 | . | . | . | VARCF-302/304 | NO
SPIRAL DUCT | 10 | 0.9 | ft | 0 | SPIRAL DUCT | 150 | . | . | . | VARCF-302/304 | NO
SPIRAL DUCT | 10 | 1.6 | ft | 0 | SPIRAL DUCT | 150 | . | . | . | VARCF-304 | NO
SPIRAL DUCT | 10 | 6.1 | ft | 0 | SPIRAL DUCT | 150 | . | . | . | VARCF-302 | NO
SPIRAL DUCT | 10 | 1 | ft | 0 | SPIRAL DUCT | 150 | . | . | . | VARCF-304 | NO
SPIRAL DUCT | 10 | 4.6 | ft | 0 | SPIRAL DUCT | 250 | . | . | . | VARCF-302/304 | NO
SPIRAL DUCT | 10 | 3 | ft | 0 | SPIRAL DUCT | 150 | . | . | . | VARCF-302 | NO
SPIRAL DUCT | 10 | 3 | ft | 0 | SPIRAL DUCT | 150 | . | . | . | VARCF-302 | NO
SPIRAL DUCT | 10 | 2 | ft | 0 | SPIRAL DUCT | 150 | . | . | . | VARCF-302 | NO
SPIRAL DUCT | 10 | 1.4 | ft | 0 | SPIRAL DUCT | 250 | . | . | . | VARCF-302/304 | NO
SPIRAL DUCT | 10 | 4.3 | ft | 0 | SPIRAL DUCT | 250 | . | . | . | VARCF-302 | NO
SPIRAL DUCT | 10 | 2.8 | ft | 0 | SPIRAL DUCT | 150 | . | . | . | VARCF-302 | NO
SPIRAL DUCT | 10 | 1.4 | ft | 0 | SPIRAL DUCT | 150 | . | . | . | VARCF-304 | NO
SPIRAL DUCT | 10 | 1.3 | ft | 0 | SPIRAL DUCT | 150 | . | . | . | VARCF-304 | NO
SPIRAL DUCT | 10 | 6.3 | ft | 0 | SPIRAL DUCT | 250 | . | . | . | VARCF-302/304 | NO
SPIRAL DUCT | 10 | 1.3 | ft | 0 | SPIRAL DUCT | 150 | . | . | . | VARCF-304 | NO
SPIRAL DUCT | 10 | 1.3 | ft | 0 | SPIRAL DUCT | 150 | . | . | . | VARCF-304 | NO
SPIRAL DUCT | 10 | 1.4 | ft | 0 | SPIRAL DUCT | 150 | . | . | . | VARCF-304 | NO
SPIRAL DUCT | 10 | 1.5 | ft | 0 | SPIRAL DUCT | 250 | . | . | . | VARCF-302/304 | NO
SPIRAL DUCT | 10 | 5.9 | ft | 0 | SPIRAL DUCT | 250 | . | . | . | VARCF-302/304 | NO
SPIRAL DUCT | 10 | 10.9 | ft | 0 | SPIRAL DUCT | 150 | . | . | . | VARCF-302 | NO
SPIRAL DUCT | 10 | 2.5 | ft | 0 | SPIRAL DUCT | 150 | . | . | . | VARCF-302 | NO
SPIRAL DUCT | 10 | 2.3 | ft | 0 | SPIRAL DUCT | 150 | . | . | . | VARCF-302 | NO
SPIRAL DUCT | 10 | 1 | ft | 0 | SPIRAL DUCT | 150 | . | . | . | VARCF-304 | NO
SPIRAL DUCT | 10 | 6.4 | ft | 0 | SPIRAL DUCT | 250 | . | . | . | VARCF-302/304 | NO
SPIRAL DUCT | 10 | 3 | ft | 0 | SPIRAL DUCT | 300 | . | . | . | VACF-301 | NO
SPIRAL DUCT | 10 | 0.8 | ft | 0 | SPIRAL DUCT | 150 | . | . | . | VARCF-304 | NO
SPIRAL DUCT | 10 | 1.3 | ft | 0 | SPIRAL DUCT | 150 | . | . | . | VARCF-302/304 | NO
SPIRAL DUCT | 10 | 1.5 | ft | 0 | SPIRAL DUCT | 150 | . | . | . | VARCF-302/304 | NO
SPIRAL DUCT | 10 | 1.2 | ft | 0 | SPIRAL DUCT | 150 | . | . | . | VARCF-302/304 | NO
SPIRAL DUCT | 10 | 1.2 | ft | 0 | SPIRAL DUCT | 150 | . | . | . | VARCF-302/304 | NO
SPIRAL DUCT | 10 | 1.2 | ft | 0 | SPIRAL DUCT | 150 | . | . | . | VARCF-304 | NO
SPIRAL DUCT | 10 | 2.4 | ft | 0 | SPIRAL DUCT | 300 | . | . | . | VARCF-302/304 | NO
SPIRAL DUCT | 10 | 4.4 | ft | 0 | SPIRAL DUCT | 300 | . | . | . | VARCF-302/304 | NO
SPIRAL DUCT | 10 | 7.3 | ft | 0 | SPIRAL DUCT | 300 | . | . | . | VARCF-302/304 | NO
SPIRAL DUCT | 10 | 6.8 | ft | 0 | SPIRAL DUCT | 300 | . | . | . | VARCF-302/304 | NO
SPIRAL DUCT | 10 | 4.2 | ft | 0 | SPIRAL DUCT | 350 | . | . | . | VARCF-302 | NO
SPIRAL DUCT | 10 | 6.9 | ft | 0 | SPIRAL DUCT | 350 | . | . | . | VARCF-304 | NO
SPIRAL DUCT | 10 | 7.2 | ft | 0 | SPIRAL DUCT | 350 | . | . | . | VARCF-302 | NO
SPIRAL DUCT | 10 | 2.1 | ft | 0 | SPIRAL DUCT | 300 | . | . | . | VARCF-302/304 | NO
SPIRAL DUCT | 10 | 3.1 | ft | 0 | SPIRAL DUCT | 300 | . | . | . | VARCF-302/304 | NO
SPIRAL DUCT | 10 | 5.2 | ft | 0 | SPIRAL DUCT | 100 | . | . | . | VARCF-304 | NO
SPIRAL DUCT | 10 | 17.2 | ft | 0 | SPIRAL DUCT | 100 | . | . | . | VARCF-302 | NO
SPIRAL DUCT | 10 | 2.5 | ft | 0 | SPIRAL DUCT | 350 | . | . | . | VARCF-304 | NO
SPIRAL DUCT | 10 | 1 | ft | 0 | SPIRAL DUCT | 350 | . | . | . | VARCF-304 | NO
SPIRAL DUCT | 10 | 1 | ft | 0 | SPIRAL DUCT | 350 | . | . | . | VARCF-302/304 | NO
SPIRAL DUCT | 10 | 8.7 | ft | 0 | SPIRAL DUCT | 350 | . | . | . | VARCF-302/304 | NO
SPIRAL DUCT | 10 | 2.6 | ft | 0 | SPIRAL DUCT | 350 | . | . | . | VARCF-302/304 | NO
SPIRAL DUCT | 10 | 1.4 | ft | 0 | SPIRAL DUCT | 350 | . | . | . | VARCF-302/304 | NO
SPIRAL DUCT | 10 | 2.6 | ft | 0 | SPIRAL DUCT | 350 | . | . | . | VARCF-302/304 | NO
SPIRAL DUCT | 10 | 11.8 | ft | 0 | SPIRAL DUCT | 350 | . | . | . | VARCF-302/304 | NO
SPIRAL DUCT | 10 | 7.2 | ft | 0 | SPIRAL DUCT | 250 | . | . | . | VARCF-302 | NO
SPIRAL DUCT | 10 | 3.6 | ft | 0 | SPIRAL DUCT | 250 | . | . | . | VARCF-302/304 | NO
SPIRAL DUCT | 10 | 1.8 | ft | 0 | SPIRAL DUCT | 200 | . | . | . | VARCF-302 | NO
SPIRAL DUCT | 10 | 2.3 | ft | 0 | SPIRAL DUCT | 200 | . | . | . | VARCF-304 | NO
SPIRAL DUCT | 10 | 51.2 | ft | 0 | SPIRAL DUCT | 200 | . | . | . | VARCF-302/304 | NO
SPIRAL DUCT | 10 | 2.1 | ft | 0 | SPIRAL DUCT | 200 | . | . | . | VARCF-302/304 | NO
SPIRAL DUCT | 10 | 2.6 | ft | 0 | SPIRAL DUCT | 200 | . | . | . | VARCF-302/304 | NO
SPIRAL DUCT | 10 | 1.5 | ft | 0 | SPIRAL DUCT | 200 | . | . | . | VARCF-302 | NO
SPIRAL DUCT | 10 | 2.3 | ft | 0 | SPIRAL DUCT | 200 | . | . | . | VARCF-304 | NO
SPIRAL DUCT | 10 | 2.9 | ft | 0 | SPIRAL DUCT | 200 | . | . | . | VARCF-302/304 | NO
SPIRAL DUCT | 10 | 1.7 | ft | 0 | SPIRAL DUCT | 200 | . | . | . | VARCF-302/304 | NO
SPIRAL DUCT | 10 | 0.6 | ft | 0 | SPIRAL DUCT | 150 | . | . | . | VARCF-302/304 | NO
SPIRAL DUCT | 10 | 0.6 | ft | 0 | SPIRAL DUCT | 150 | . | . | . | VARCF-302/304 | NO
SPIRAL DUCT | 10 | 3 | ft | 0 | SPIRAL DUCT | 150 | . | . | . | VARCF-304 | NO
SPIRAL DUCT | 10 | 1.9 | ft | 0 | SPIRAL DUCT | 150 | . | . | . | VARCF-302 | NO
SPIRAL DUCT | 10 | 2 | ft | 0 | SPIRAL DUCT | 150 | . | . | . | VARCF-302 | NO
SPIRAL DUCT | 10 | 3 | ft | 0 | SPIRAL DUCT | 150 | . | . | . | VARCF-304 | NO
SPIRAL DUCT | 10 | 3 | ft | 0 | SPIRAL DUCT | 150 | . | . | . | VARCF-304 | NO
SPIRAL DUCT | 10 | 2 | ft | 0 | SPIRAL DUCT | 150 | . | . | . | VARCF-302 | NO
SPIRAL DUCT | 10 | 0.6 | ft | 0 | SPIRAL DUCT | 150 | . | . | . | VARCF-302/304 | NO
SPIRAL DUCT | 10 | 0.6 | ft | 0 | SPIRAL DUCT | 150 | . | . | . | VARCF-302/304 | NO
SPIRAL DUCT | 10 | 1.9 | ft | 0 | SPIRAL DUCT | 150 | . | . | . | VARCF-302 | NO
SPIRAL DUCT | 10 | 3 | ft | 0 | SPIRAL DUCT | 150 | . | . | . | VARCF-304 | NO
SPIRAL DUCT | 10 | 1 | ft | 0 | SPIRAL DUCT | 200 | . | . | . | VARCF-302 | NO
SPIRAL DUCT | 10 | 9.2 | ft | 0 | SPIRAL DUCT | 300 | . | . | . | VARCF-304 | NO
SPIRAL DUCT | 10 | 10.2 | ft | 0 | SPIRAL DUCT | 350 | . | . | . | VARCF-302 | NO
SPIRAL DUCT | 10 | 7.5 | ft | 0 | SPIRAL DUCT | 350 | . | . | . | VARCF-302 | NO
SPIRAL DUCT | 10 | 2.6 | ft | 0 | SPIRAL DUCT | 150 | . | . | . | VARCF-304 | NO
SPIRAL DUCT | 10 | 6 | ft | 0 | SPIRAL DUCT | 150 | . | . | . | VARCF-302 | NO
SPIRAL DUCT | 10 | 6.6 | ft | 0 | SPIRAL DUCT | 200 | . | . | . | VARCF-302/304 | NO
SPIRAL DUCT | 10 | 7.8 | ft | 0 | SPIRAL DUCT | 200 | . | . | . | VARCF-302/304 | NO
SPIRAL DUCT | 10 | 2.7 | ft | 0 | SPIRAL DUCT | 150 | . | . | . | VARCF-302 | NO
SPIRAL DUCT | 10 | 2.6 | ft | 0 | SPIRAL DUCT | 150 | . | . | . | VARCF-304 | NO
SPIRAL DUCT | 10 | 2.1 | ft | 0 | SPIRAL DUCT | 150 | . | . | . | VARCF-302 | NO
SPIRAL DUCT | 10 | 1.7 | ft | 0 | SPIRAL DUCT | 150 | . | . | . | VARCF-304 | NO
SPIRAL DUCT | 10 | 2.1 | ft | 0 | SPIRAL DUCT | 150 | . | . | . | VARCF-302 | NO
SPIRAL DUCT | 10 | 1.6 | ft | 0 | SPIRAL DUCT | 150 | . | . | . | VARCF-304 | NO
SPIRAL DUCT | 10 | 0.7 | ft | 0 | SPIRAL DUCT | 200 | . | . | . | VARCF-302/304 | NO
SPIRAL DUCT | 10 | 1 | ft | 0 | SPIRAL DUCT | 150 | . | . | . | VARCF-304 | NO
SPIRAL DUCT | 10 | 6.2 | ft | 0 | SPIRAL DUCT | 350 | . | . | . | VARCF-304 | NO
SPIRAL DUCT | 10 | 1.8 | ft | 0 | SPIRAL DUCT | 250 | . | . | . | VARCF-304 | NO
SPIRAL DUCT | 10 | 0.9 | ft | 0 | SPIRAL DUCT | 200 | . | . | . | VARCF-302/304 | NO
SPIRAL DUCT | 10 | 0.5 | ft | 0 | SPIRAL DUCT | 150 | . | . | . | VARCF-302/304 | NO
SPIRAL DUCT | 25 | 23.6 | ft | 0 | SPIRAL DUCT | 1829 | . | . | . | VARCF-303 | NO
SPIRAL DUCT | 25 | 23.7 | ft | 0 | SPIRAL DUCT | 1829 | . | . | . | VARCF-303 | NO
SPIRAL DUCT | 26 | 4.3 | ft | 0 | SPIRAL DUCT | 150 | . | . | . | VF-361-VF-0001 | NO
SPIRAL DUCT | 26 | 3.9 | ft | 0 | SPIRAL DUCT | 300 | . | . | . | VARCF-302 | NO
SPIRAL DUCT | 26 | 4.1 | ft | 0 | SPIRAL DUCT | 150 | . | . | . | VARCF-302 | NO
SPIRAL DUCT | 26 | 36.3 | ft | 0 | SPIRAL DUCT | 305 | . | STAINLESS STEEL | . | VE-314-VE-0001 | NO
SPIRAL DUCT | 3 | 4.5 | ft | 0 | SPIRAL DUCT | 250 | . | . | . | VARCF-304 | NO
SPIRAL DUCT | 10 | 3.4 | ft | 0 | SPIRAL DUCT | 250 | . | . | . | VARCF-302/304 | NO
SPIRAL DUCT | 21 | 1.1 | ft | 0 | SPIRAL DUCT | 300 | . | . | . | VARCF-304/305 | NO
SPIRAL DUCT | 16 | 1.1 | ft | 0 | SPIRAL DUCT | 150 | . | . | . | VARCF-302/304 | NO
TURNING VANES | 3 | 0 | . | 1 | TURNING VANES | 1150X500 | . | . | . | VARCF-305 | NO
TURNING VANES | 21 | 0 | . | 1 | TURNING VANES | 800X300 | w/ 1” ACOUSTICAL LINING | . | . | TRANSFER DUCT | NO
TURNING VANES | 12 | 0 | . | 1 | TURNING VANES | 850X300 | . | . | . | VARCF-302 | NO
WIRE MESH | 5 | 0 | . | 2 | WIRE MESH | 250X100 | w/ 1” ACOUSTICAL LINING | . | . | TRANSFER DUCT | NO
WIRE MESH | 5 | 0 | . | 1 | WIRE MESH | 450X300 | . | . | LOW PRESSURE | VFC-348 | NO
WIRE MESH | 3 | 0 | . | 1 | WIRE MESH | 800X500 | . | . | . | VARC-311-VR-0001 | NO
WIRE MESH | 21 | 0 | . | 1 | WIRE MESH | 1200X500 | . | . | . | VARCF-303 | NO
WIRE MESH | 21 | 0 | . | 1 | WIRE MESH | 1200X500 | . | . | . | VARCF-303 | NO
WIRE MESH | 21 | 0 | . | 1 | WIRE MESH | 1524X813 | . | . | . | VARCF-303 | NO
WIRE MESH | 21 | 0 | . | 1 | WIRE MESH | 1700X950 | . | . | . | VARCF-304 | NO
WIRE MESH | 21 | 0 | . | 1 | WIRE MESH | 610X406 | . | . | LOW PRESSURE | VFC-341 | NO
WIRE MESH | 22 | 0 | . | 1 | WIRE MESH | 1400X400 | . | . | . | VARCF-303 | NO
WIRE MESH | 22 | 0 | . | 1 | WIRE MESH | 1650X400 | . | . | . | VARCF-303 | NO
WIRE MESH | 21 | 0 | . | 2 | WIRE MESH | 250X100 | w/ 1” ACOUSTICAL LINING | . | . | TRANSFER DUCT | NO
WIRE MESH | 33 | 0 | . | 1 | WIRE MESH | 700X500 | . | . | . | VE-315-VE-0001 | NO
WIRE MESH | 6 | 0 | . | 2 | WIRE MESH | 400X200 | w/ 1” ACOUSTICAL LINING | . | . | TRANSFER DUCT | NO
WIRE MESH | 6 | 0 | . | 1 | WIRE MESH | 1800X900 | . | . | . | VARCF-303 | NO
WIRE MESH | 19 | 0 | . | 1 | WIRE MESH | 1550X500 | . | . | . | VARCF-303 | NO
WIRE MESH | 19 | 0 | . | 1 | WIRE MESH | 1750X400 | . | . | . | VARCF-303 | NO
WIRE MESH | 18 | 0 | . | 1 | WIRE MESH | 300X200 | . | . | . | VARCF-304/305 | NO
WIRE MESH | 18 | 0 | . | 1 | WIRE MESH | 900X500 | . | . | LOW PRESSURE | VFC-343 | NO
WIRE MESH | 18 | 0 | . | 2 | WIRE MESH | 250X100 | w/ 1” ACOUSTICAL LINING | . | . | TRANSFER DUCT | NO
WIRE MESH | 15 | 0 | . | 1 | WIRE MESH | 1000X800 | . | . | . | VARCF-303 | NO
WIRE MESH | 15 | 0 | . | 1 | WIRE MESH | 1200X700 | . | . | . | VARCF-303 | NO
WIRE MESH | 15 | 0 | . | 1 | WIRE MESH | 250X100 | w/ 1” ACOUSTICAL LINING | . | . | TRANSFER DUCT | NO
WIRE MESH | 15 | 0 | . | 1 | WIRE MESH | 250X100 | w/ 1” ACOUSTICAL LINING | . | . | TRANSFER DUCT | NO
WIRE MESH | 15 | 0 | . | 1 | WIRE MESH | 300X200 | . | . | . | VARCF-302 | NO
WIRE MESH | 15 | 0 | . | 1 | WIRE MESH | 900X500 | . | . | LOW PRESSURE | VFC-344 | NO
WIRE MESH | 16 | 0 | . | 1 | WIRE MESH | 1750X500 | . | . | . | VARCF-303 | NO
WIRE MESH | 16 | 0 | . | 1 | WIRE MESH | 1750X500 | . | . | . | VARCF-303 | NO
WIRE MESH | 12 | 0 | . | 1 | WIRE MESH | 300X300 | . | . | . | VE-331-VE-0003 | NO
WIRE MESH | 12 | 0 | . | 1 | WIRE MESH | 900X500 | . | . | LOW PRESSURE | VFC-346 | NO
WIRE MESH | 12 | 0 | . | 1 | WIRE MESH | 1000X750 | . | . | . | VARCF-303 | NO
WIRE MESH | 12 | 0 | . | 1 | WIRE MESH | 900X500 | . | . | LOW PRESSURE | VFC-345 | NO
WIRE MESH | 12 | 0 | . | 1 | WIRE MESH | 300X200 | . | . | . | VARCF-305 | NO
WIRE MESH | 12 | 0 | . | 1 | WIRE MESH | 1000X650 | . | . | . | VARCF-303 | NO
WIRE MESH | 12 | 0 | . | 1 | WIRE MESH | 250X100 | w/ 1” ACOUSTICAL LINING | . | . | TRANSFER DUCT | NO
WIRE MESH | 12 | 0 | . | 1 | WIRE MESH | 250X100 | w/ 1” ACOUSTICAL LINING | . | . | TRANSFER DUCT | NO
WIRE MESH | 13 | 0 | . | 1 | WIRE MESH | 2000X500 | . | . | . | VARCF-303 | NO
WIRE MESH | 13 | 0 | . | 1 | WIRE MESH | 2000X500 | . | . | . | VARCF-303 | NO
WIRE MESH | 9 | 0 | . | 1 | X1 | 1200X600 | . | . | . | VARCF-303 | NO
WIRE MESH | 9 | 0 | . | 1 | X1 | 250X100 | . | . | LOW PRESSURE | VFC-347 | NO
WIRE MESH | 9 | 0 | . | 1 | X1 | 250X100 | . | . | . | VARCF-302 | NO
WIRE MESH | 9 | 0 | . | 1 | X1 | 250X100 | . | . | . | VARCF-303 | NO
WIRE MESH | 9 | 0 | . | 1 | X1 | 250X100 | w/ 1” ACOUSTICAL LINING | . | . | TRANSFER DUCT | NO
WIRE MESH | 9 | 0 | . | 1 | X1 | 250X100 | w/ 1” ACOUSTICAL LINING | . | . | TRANSFER DUCT | NO
WIRE MESH | 10 | 0 | . | 1 | X1 | 2000X500 | . | . | . | VARCF-303 | NO
WIRE MESH | 10 | 0 | . | 1 | X1 | 2000X500 | . | . | . | VARCF-303 | NO
WIRE MESH | 27 | 0 | . | 1 | WIRE MESH | 700X500 | . | . | . | VE-315-VE-0001 | NO
WIRE MESH | 18 | 0 | . | 1 | WIRE MESH | 1200X650 | . | . | . | VARCF-303 | NO
WIRE MESH | 18 | 0 | . | 1 | WIRE MESH | 1000X750 | . | . | . | VARCF-303 | NO
WIRE MESH | 7 | 0 | . | 1 | WIRE MESH | 400X200 | w/ 1” ACOUSTICAL LINING | . | . | TRANSFER DUCT | NO
WIRE MESH | 7 | 0 | . | 1 | WIRE MESH | 400X200 | w/ 1” ACOUSTICAL LINING | . | . | TRANSFER DUCT | NO

## TO-ACCESSORIES
Sum of Count
UNITS | Label | DUCT SIZE | ACCESSORIES1 | ACCESSORIES2 | REMARK | Total
TRANSFER DUCT | 45 ELBOW | 200 | w/ 1” ACOUSTICAL LINING | . | . | 2
| FLEX DUCT | 150 | w/ 1” ACOUSTICAL LINING | . | . | 2
| RCF | 1200X650 | w/ 1” ACOUSTICAL LINING | . | . | 1
|  | 600X350 | w/ 1” ACOUSTICAL LINING | . | . | 4
|  | 800X300 | w/ 1” ACOUSTICAL LINING | . | . | 2
|  | 800X400 | w/ 1” ACOUSTICAL LINING | . | . | 1
|  | 800X600 |  |  |  | 2
|  | 813X254 | w/ 1” ACOUSTICAL LINING | . | . | 1
| RCFF | 450X200 | w/ 1” ACOUSTICAL LINING | . | . | 1
|  | 550X300 | w/ 1” ACOUSTICAL LINING | . | . | 5
|  | 813X254 | w/ 1” ACOUSTICAL LINING | . | . | 1
|  | 900X800 | w/ 1” ACOUSTICAL LINING | . | . | 1
| RISERS | 125 | w/ 1” ACOUSTICAL LINING | . | . | 3
|  | 1200X650 | w/ 1” ACOUSTICAL LINING | . | . | 1
|  | 150X150 | w/ 1” ACOUSTICAL LINING | . | . | 2
|  | 3000X2000 | w/ 1” ACOUSTICAL LINING | . | . | 1
|  | 400X200 | w/ 1” ACOUSTICAL LINING | . | . | 2
|  | 600X250 | w/ 1” ACOUSTICAL LINING | . | . | 3
|  | 800X300 | w/ 1” ACOUSTICAL LINING | . | . | 2
|  | 800X400 | w/ 1” ACOUSTICAL LINING | . | . | 1
|  | 800X600 |  |  |  | 2
|  | 813X254 | w/ 1” ACOUSTICAL LINING | . | . | 7
| TURNING VANES | 800X300 | w/ 1” ACOUSTICAL LINING | . | . | 1
| VOL | 3000X2000 | w/ 1” ACOUSTICAL LINING | . | . | 1
|  | 400X200 | w/ 1” ACOUSTICAL LINING | . | . | 1
| WIRE MESH | 250X100 | w/ 1” ACOUSTICAL LINING | . | . | 10
|  | 400X200 | w/ 1” ACOUSTICAL LINING | . | . | 4
| X1 | 250X100 | w/ 1” ACOUSTICAL LINING | . | . | 2
VA-332-VA-0001 | RISERS | 350X250 | . | . | . | 2
|  | 450X400 | . | . | . | 2
|  | 500X450 | . | . | . | 1
|  | 600X450 | . | . | . | 1
|  | 660X457 | . | . | . | 3
| VOL | 660X457 | . | . | . | 1
VA-333-VA-0001 | CANEVAS | 457X457 | . | . | . | 1
| RISERS | 406X203 | . | . | . | 1
|  | 457X457 | . | . | . | 1
|  | 508X254 | . | . | . | 1
|  | 635X356 | . | . | . | 1
|  | 711X254 | . | . | . | 1
|  | 711X305 | . | . | . | 1
| VOL | 635X356 | . | . | . | 1
VA-334-VA-0001 | RISERS | 1016X254 | . | . | . | 1
|  | 356X254 | . | . | . | 2
|  | 457X254 | . | . | . | 1
|  | 457X457 | . | . | . | 2
|  | 610X254 | . | . | . | 1
|  | 813X254 | . | . | . | 1
|  | 914X254 | . | . | . | 1
| VOL | 457X457 | . | . | . | 1
VACF-301 | CANEVAS | 1165X914 | . | . | . | 1
|  | 1450X610 | . | . | . | 2
|  | 1473X914 | . | . | . | 2
|  | 1524X1016 | . | . | . | 1
|  | 1524X1219 | . | . | . | 2
| RCF | 610X356 | . | . | . | 1
|  | 850X675 | . | . | . | 1
| RCFF | 200X200 | . | . | . | 5
|  | 250X200 | . | . | . | 2
|  | 250X250 | . | . | . | 3
|  | 300X250 | . | . | . | 1
|  | 400X350 | . | . | . | 2
|  | 400X375 | . | . | . | 5
|  | 600X350 | . | . | . | 2
|  | 610X356 | . | . | . | 1
| RE | 200X200 | . | . | . | 11
|  | 2438X2235 | . | . | . | 1
|  | 2438X762 | . | . | . | 1
|  | 300X150 | . | . | . | 1
| RISERS | 1524X1016 | . | . | . | 1
|  | 1524X1219 | . | . | . | 2
|  | 610X356 | . | . | . | 1
|  | 711X457 | . | . | . | 2
|  | 711X610 | . | . | . | 1
|  | 711X660 | . | . | . | 1
|  | 711X711 | . | . | . | 1
|  | 762X635 | . | . | . | 1
| VOL | 1219X813 | . | . | . | 1
|  | 1473X914 | . | . | . | 2
|  | 1524X1016 | . | . | . | 1
|  | 2500X2250 | . | . | . | 1
|  | 4100X3250 | . | . | . | 1
|  | 850X675 | . | . | . | 1
VARC-310-VA-0001 | 45 ELBOW | 250 | . | . | . | 4
| 90 ELBOW | 200 | . | . | . | 2
|  | 250 | . | . | . | 11
| CANEVAS | 1118X1016 | . | . | . | 1
|  | 1372X813 | . | . | . | 1
| FLEX DUCT | 200 | . | . | . | 2
|  | 250 | . | . | . | 9
| RISERS | 700X450 | . | . | . | 1
| VOL | 1118X1016 | . | . | . | 2
|  | 1800X900 | . | . | . | 1
VARC-310-VR-0001 | CANEVAS | 1118X1016 | . | . | . | 2
| VOL | 1118X1016 | . | . | . | 1
|  | 1300X500 | . | . | . | 1
|  | 3000X900 | . | . | . | 1
VARC-311/312-VA-0001 | RCFF | 300X250 | . | . | . | 2
| RISERS | 1350X1219 | . | . | . | 1
|  | 300X250 | . | . | . | 2
VARC-311-VA-0001 | CANEVAS | 550X400 | . | . | . | 1
|  | 550X450 | . | . | . | 1
| RCF | 550X450 | . | . | . | 1
| VOL | 550X450 | . | . | . | 1
VARC-311-VR-0001 | CANEVAS | 550X450 | . | . | . | 1
|  | 800X700 | . | . | . | 1
| RCFF | 550X450 | . | . | . | 1
| RISERS | 550X450 | . | . | . | 1
| VOL | 1050X700 | . | . | . | 1
|  | 500X500 | . | . | . | 1
|  | 550X450 | . | . | . | 1
|  | 800X700 | . | . | . | 1
| WIRE MESH | 800X500 | . | . | . | 1
VARC-312-VA-0001 | CANEVAS | 1000X900 | . | . | . | 1
|  | 1250X550 | . | . | . | 1
|  | 950X800 | . | . | . | 2
| RCF | 1250X550 | . | . | . | 1
| RE | 1800X900 | . | . | . | 1
| VOL | 1200X900 | . | . | . | 1
|  | 950X800 | . | . | . | 1
VARC-312-VR-0001 | CANEVAS | 950X800 | . | . | . | 2
| RCF | 1000X900 | . | . | . | 1
| RCFF | 1250X550 | . | . | . | 1
| RISERS | 1250X550 | . | . | . | 1
| VOL | 1000X900 | . | . | . | 1
|  | 1250X550 | . | . | . | 1
|  | 1550X550 | . | . | . | 1
|  | 950X800 | . | . | . | 1
VARCF-302 | 45 ELBOW | 100 | . | . | . | 2
|  | 150 | . | . | . | 17
|  | 200 | . | . | . | 4
|  | 300 | . | . | . | 8
|  | 350 | . | . | . | 4
| 90 ELBOW | 100 | . | . | . | 1
|  | 150 | . | . | . | 38
|  | 200 | . | . | . | 16
|  | 250 | . | . | . | 6
|  | 300 | . | . | . | 8
|  | 350 | . | . | . | 5
|  | 400 | . | . | . | 4
| CANEVAS | 1500X1400 | . | . | . | 1
|  | 1500X1500 | . | . | . | 3
| FLEX DUCT | 100 | . | . | . | 1
|  | 150 | . | . | . | 140
|  | 200 | . | . | . | 30
|  | 250 | . | . | . | 17
|  | 300 | . | . | . | 13
|  | 350 | . | . | . | 16
|  | 400 | . | . | . | 3
| RCF | 3048X762 | . | . | . | 1
| RCFF | 1000X450 | . | . | . | 1
|  | 1200X450 | . | . | . | 1
|  | 1200X500 | . | . | . | 3
|  | 1500X500 | . | . | . | 1
|  | 1800X500 | . | . | . | 2
|  | 1800X550 | . | . | . | 1
|  | 1950X813 | . | . | . | 1
|  | 250X200 | . | . | . | 1
|  | 300X200 | . | . | . | 1
|  | 300X250 | . | . | . | 2
|  | 500X200 | . | . | . | 1
|  | 500X300 | . | . | . | 1
|  | 650X450 | . | . | . | 1
|  | 900X450 | . | . | . | 1
|  | 965X610 | . | . | . | 1
| RISERS | 250 | . | . | . | 1
|  | 1000X800 | . | . | . | 1
|  | 1321X1168 | . | . | . | 1
|  | 1321X1321 | . | . | . | 1
|  | 1321X813 | . | . | . | 1
|  | 1950X650 | . | . | . | 1
|  | 1950X813 | . | . | . | 1
|  | 200X200 | . | . | . | 1
|  | 2286X813 | . | . | . | 1
|  | 2692X813 | . | . | . | 1
|  | 3048X762 | . | . | . | 1
|  | 3048X813 | . | . | . | 1
|  | 3200X1626 | . | . | . | 1
|  | 965X1321 | . | . | . | 1
| TURNING VANES | 850X300 | . | . | . | 1
| WIRE MESH | 300X200 | . | . | . | 1
| X1 | 250X100 | . | . | . | 1
VARCF-302/303 | RISERS | 4978X2032 | . | . | . | 1
VARCF-302/304 | 45 ELBOW | 150 | . | . | . | 6
|  | 200 | . | . | . | 14
|  | 250 | . | . | . | 6
| 90 ELBOW | 150 | . | . | . | 15
|  | 200 | . | . | . | 45
|  | 250 | . | . | . | 30
|  | 300 | . | . | . | 13
|  | 350 | . | . | . | 3
| FLEX DUCT | 150 | . | . | . | 78
|  | 200 | . | . | . | 165
[5 empty] | LOW PRESSURE | 4
|  | 250 | . | . | . | 143
|  | 300 | . | . | . | 52
|  | 350 | . | . | . | 9
| RCFF | 250X250 | . | . | . | 1
| RE | 200 | . | . | . | 29
|  | 250 | . | . | . | 15
|  | 300 | . | . | . | 2
|  | 200X200 | . | . | . | 1
| RISERS | 300X200 | . | . | . | 8
|  | 300X250 | . | . | . | 2
|  | 350X300 | . | . | . | 1
|  | 400X375 | . | . | . | 1
|  | 450X300 | . | . | . | 1
VARCF-303 | CANEVAS | 1500X1400 | . | . | . | 1
|  | 1500X1500 | . | . | . | 3
| FLEX DUCT | 250 | . | . | . | 1
| RCF | 1727X1575 | . | . | . | 1
|  | 1981X1168 | . | . | . | 1
|  | 600X450 | . | . | . | 5
|  | 650X500 | . | . | . | 2
|  | 800X300 | . | . | . | 1
|  | 800X400 | . | . | . | 1
|  | 900X450 | . | . | . | 1
| RCFF | 1000X550 | . | . | . | 3
|  | 1200X750 | . | . | . | 2
|  | 1270X800 | . | . | . | 1
|  | 1270X838 | . | . | . | 1
|  | 1400X1400 | . | . | . | 1
|  | 1400X500 | . | . | . | 3
|  | 1400X600 | . | . | . | 1
|  | 1500X800 | . | . | . | 3
|  | 1500X900 | . | . | . | 1
|  | 1626X711 | . | . | . | 1
|  | 900X500 | . | . | . | 1
| RISERS | 1219X813 | . | . | . | 2
|  | 1270X838 | . | . | . | 1
|  | 1300X900 | . | . | . | 1
|  | 1350X450 | . | . | . | 1
|  | 1524X508 | . | . | . | 2
|  | 1524X813 | . | . | . | 1
|  | 1626X1092 | . | . | . | 2
|  | 1626X1118 | . | . | . | 1
|  | 1626X1422 | . | . | . | 2
|  | 1626X711 | . | . | . | 1
|  | 1626X762 | . | . | . | 1
|  | 1626X864 | . | . | . | 1
|  | 1650X970 | . | . | . | 1
|  | 1829X610 | . | . | . | 2
|  | 1930X1016 | . | . | . | 1
|  | 1930X1118 | . | . | . | 1
|  | 1956X1168 | . | . | . | 1
|  | 1981X1168 | . | . | . | 2
|  | 1986X1168 | . | . | . | 1
|  | 2000X900 | . | . | . | 1
|  | 2032X1524 | . | . | . | 1
|  | 800X300 | . | . | . | 2
|  | 800X400 | . | . | . | 1
|  | 914X813 | . | . | . | 1
| VOL | 1219X813 | . | . | . | 1
|  | 1270X800 | . | . | . | 1
|  | 1400X400 | . | . | . | 1
|  | 1500X800 | . | . | . | 3
|  | 1500X900 | . | . | . | 1
|  | 1550X500 | . | . | . | 1
|  | 1626X711 | . | . | . | 3
|  | 1650X400 | . | . | . | 1
|  | 1750X500 | . | . | . | 2
|  | 1800X900 | . | . | . | 1
|  | 2000X500 | . | . | . | 2
| WIRE MESH | 1000X650 | . | . | . | 1
|  | 1000X750 | . | . | . | 2
|  | 1000X800 | . | . | . | 1
|  | 1200X500 | . | . | . | 2
|  | 1200X650 | . | . | . | 1
|  | 1200X700 | . | . | . | 1
|  | 1400X400 | . | . | . | 1
|  | 1524X813 | . | . | . | 1
|  | 1550X500 | . | . | . | 1
|  | 1650X400 | . | . | . | 1
|  | 1750X400 | . | . | . | 1
|  | 1750X500 | . | . | . | 2
|  | 1800X900 | . | . | . | 1
|  | 2000X500 | . | . | . | 2
| X1 | 1200X600 | . | . | . | 1
|  | 2000X500 | . | . | . | 2
|  | 250X100 | . | . | . | 1
VARCF-304 | 45 ELBOW | 125 | . | . | . | 1
|  | 150 | . | . | . | 46
|  | 200 | . | . | . | 6
|  | 250 | . | . | . | 16
|  | 300 | . | . | . | 9
|  | 350 | . | . | . | 4
| 90 ELBOW | 100 | . | . | . | 2
|  | 150 | . | . | . | 131
|  | 200 | . | . | . | 35
|  | 250 | . | . | . | 24
|  | 300 | . | . | . | 3
|  | 350 | . | . | . | 16
|  | 400 | . | . | . | 1
| CANEVAS | 1500X1450 | . | . | . | 1
|  | 1500X1500 | . | . | . | 3
| FLEX DUCT | 100 | . | . | . | 1
|  | 150 | . | . | . | 266
|  | 200 | . | . | . | 78
|  | 250 | . | . | . | 48
|  | 300 | . | . | . | 19
|  | 350 | . | . | . | 33
|  | 400 | . | . | . | 3
| RCF | 1050X450 | . | . | . | 2
|  | 1194X1016 | . | . | . | 1
|  | 1422X1067 | . | . | . | 1
|  | 1753X787 | . | . | . | 1
|  | 300X200 | . | . | . | 1
| RCFF | 1000X400 | . | . | . | 1
|  | 1000X450 | . | . | . | 1
|  | 1150X400 | . | . | . | 1
|  | 1829X1829 | . | . | . | 1
|  | 200X150 | . | . | . | 1
|  | 300X200 | . | . | . | 1
|  | 300X300 | . | . | . | 1
|  | 350X350 | . | . | . | 1
|  | 400X350 | . | . | . | 1
|  | 450X300 | . | . | . | 1
|  | 500X350 | . | . | . | 1
|  | 550X250 | . | . | . | 1
|  | 550X300 | . | . | . | 2
|  | 559X559 | . | . | . | 1
|  | 600X300 | . | . | . | 2
|  | 650X400 | . | . | . | 1
|  | 650X650 | . | . | . | 1
|  | 700X300 | . | . | . | 2
|  | 700X400 | . | . | . | 2
|  | 750X300 | . | . | . | 1
|  | 750X400 | . | . | . | 2
|  | 750X450 | . | . | . | 1
|  | 800X450 | . | . | . | 1
|  | 850X400 | . | . | . | 1
|  | 900X300 | . | . | . | 1
|  | 900X400 | . | . | . | 3
|  | 914X813 | . | . | . | 1
|  | 965X864 | . | . | . | 1
| RISERS | 250 | . | . | . | 1
|  | 1000X500 | . | . | . | 1
|  | 1000X700 | . | . | . | 1
|  | 1168X864 | . | . | . | 1
|  | 1194X1016 | . | . | . | 1
|  | 1194X762 | . | . | . | 1
|  | 1219X813 | . | . | . | 1
|  | 1219X864 | . | . | . | 1
|  | 1321X813 | . | . | . | 1
|  | 1422X1067 | . | . | . | 1
|  | 1422X864 | . | . | . | 2
|  | 1473X864 | . | . | . | 1
|  | 1727X864 | . | . | . | 1
|  | 1730X860 | . | . | . | 1
|  | 1829X1829 | . | . | . | 2
|  | 1950X813 | . | . | . | 1
|  | 1981X864 | . | . | . | 2
|  | 2286X2184 | . | . | . | 1
|  | 914X610 | . | . | . | 1
|  | 914X813 | . | . | . | 1
|  | 965X864 | . | . | . | 1
| VOL | 1750X400 | . | . | . | 1
|  | 1829X1829 | . | . | . | 1
| WIRE MESH | 1700X950 | . | . | . | 1
VARCF-304/305 | 45 ELBOW | 200 | . | . | . | 12
|  | 250 | . | . | . | 11
| 90 ELBOW | 125 | . | . | . | 1
|  | 150 | . | . | . | 21
[5 empty] | LOW PRESSURE | 5
|  | 200 | . | . | . | 48
|  | 250 | . | . | . | 27
[5 empty] | LOW PRESSURE | 4
|  | 300 | . | . | . | 10
[5 empty] | LOW PRESSURE | 5
| FLEX DUCT | 150 | . | . | . | 53
[5 empty] | LOW PRESSURE | 8
|  | 200 | . | . | . | 126
[5 empty] | LOW PRESSURE | 6
|  | 250 | . | . | . | 48
[5 empty] | LOW PRESSURE | 12
|  | 300 | . | . | . | 59
[5 empty] | LOW PRESSURE | 12
| RCF | 1200X500 | . | . | . | 2
|  | 300X200 | . | . | LOW PRESSURE | 2
| RCFF | 300X200 | . | . | . | 1
| RE | 300 | . | . | . | 16
| RISERS | 125 | . | . | . | 3
|  | 4572X2032 | . | . | . | 1
| WIRE MESH | 300X200 | . | . | . | 1
VARCF-305 | 45 ELBOW | 150 | . | . | . | 18
|  | 200 | . | . | . | 6
|  | 250 | . | . | . | 6
|  | 350 | . | . | . | 1
| 90 ELBOW | 150 | . | . | . | 113
|  | 200 | . | . | . | 17
|  | 250 | . | . | . | 7
|  | 300 | . | . | . | 1
|  | 350 | . | . | . | 9
| CANEVAS | 1500X1450 | . | . | . | 1
|  | 1500X1500 | . | . | . | 3
| FLEX DUCT | 150 | . | . | . | 123
|  | 200 | . | . | . | 29
|  | 250 | . | . | . | 23
|  | 300 | . | . | . | 7
|  | 350 | . | . | . | 15
| RCF | 1150X450 | . | . | . | 1
|  | 1150X500 | . | . | . | 1
|  | 1981X1575 | . | . | . | 1
|  | 300X250 | . | . | . | 1
| RCFF | 1000X350 | . | . | . | 1
|  | 1118X660 | . | . | . | 1
|  | 1200X400 | . | . | . | 3
|  | 1250X400 | . | . | . | 1
|  | 1300X450 | . | . | . | 1
|  | 300X200 | . | . | . | 1
|  | 700X300 | . | . | . | 1
|  | 850X400 | . | . | . | 1
|  | 950X550 | . | . | . | 1
| RISERS | 1118X660 | . | . | . | 1
|  | 1219X508 | . | . | . | 1
|  | 1422X1219 | . | . | . | 1
|  | 1473X1422 | . | . | . | 2
|  | 1575X1981 | . | . | . | 1
|  | 1778X1575 | . | . | . | 1
|  | 3251X1575 | . | . | . | 1
| TURNING VANES | 1150X500 | . | . | . | 1
| WIRE MESH | 300X200 | . | . | . | 1
VC-383-VA-0001 | 45 ELBOW | 150 | . | . | . | 4
|  | 200 | . | . | . | 2
| 90 ELBOW | 150 | . | . | . | 1
|  | 200 | . | . | . | 1
| CANEVAS | 200 | . | . | . | 1
|  | 300X150 | . | . | . | 1
VE-307-VE-0001 | RISERS | 500X500 | . | . | . | 1
| VOL | 500X500 | . | . | . | 1
VE-308-VE-0001 | RISERS | 450X450 | . | . | . | 5
VE-309-VE-0001 | RCF | 356X356 | . | . | . | 1
| RCFF | 350X350 | . | . | . | 2
| RISERS | 350X350 | . | . | . | 1
|  | 356X356 | . | . | . | 6
VE-314-VE-0001 | 45 ELBOW | 305 | . | . | . | 6
| 90 ELBOW | 305 | . | . | . | 8
| CANEVAS | 1473X914 | . | . | . | 1
|  | 1524X1016 | . | . | . | 3
| RCF | 406X356 | . | . | . | 1
|  | 559X406 | . | . | . | 1
| RCFF | 200X200 | . | . | . | 4
|  | 250X200 | . | . | . | 4
|  | 300X250 | . | . | . | 2
|  | 300X300 | . | . | . | 1
|  | 356X203 | . | . | . | 1
| RE | 200X200 | . | . | . | 1
| RISERS | 305 | . | . | . | 5
|  | 200X200 | . | . | . | 3
|  | 300X250 | . | . | . | 1
|  | 356X203 | . | . | . | 1
|  | 356X254 | . | . | . | 3
|  | 406X356 | . | . | . | 1
|  | 450X250 | . | . | . | 1
|  | 450X300 | . | . | . | 1
|  | 450X400 | . | . | . | 1
|  | 559X406 | . | . | . | 1
|  | 914X813 | . | . | . | 1
| VOL | 305 | . | . | . | 1
|  | 1524X1016 | . | . | . | 1
|  | 610X356 | . | . | . | 2
VE-315-VE-0001 | CANEVAS | 800X400 | . | . | . | 5
| RISERS | 800X400 | . | . | . | 2
| VOL | 2500X2200 | . | . | . | 1
|  | 800X400 | . | . | . | 2
| WIRE MESH | 700X500 | . | . | . | 2
VE-331-VE-0001 | CANEVAS | 881 | . | . | . | 1
| RISERS | 881 | . | . | . | 1
VE-331-VE-0002 | CANEVAS | 881 | . | . | . | 1
| RISERS | 881 | . | . | . | 1
VE-331-VE-0003 | RISERS | 300X300 | . | . | . | 1
| VOL | 300X300 | . | . | . | 1
| WIRE MESH | 300X300 | . | . | . | 1
VF-361-VF-0001 | 90 ELBOW | 150 | . | . | . | 1
| CANEVAS | 150 | . | . | . | 2
|  | 550X250 | . | . | . | 1
|  | 700X400 | . | . | . | 1
| RCF | 1880X1067 | . | . | . | 1
|  | 450X400 | . | . | . | 1
|  | 550X250 | . | . | . | 1
| RISERS | 1829X1118 | . | . | . | 1
|  | 1880X1067 | . | . | . | 1
VF-362-VF-0001 | CANEVAS | 1200X800 | . | . | . | 1
|  | 650X500 | . | . | . | 1
| RCF | 650X300 | . | . | . | 1
VF-363-VF-0001 | CANEVAS | 1154X1013 | . | . | . | 1
VF-364-VF-0001 | CANEVAS | 600X400 | . | . | . | 1
|  | 900X500 | . | . | . | 1
| RCF | 500X400 | . | . | . | 1
|  | 600X400 | . | . | . | 1
|  | 800X300 | . | . | . | 1
| RISERS | 600X300 | . | . | . | 1
|  | 600X400 | . | . | . | 1
VF-365-VF-0001 | CANEVAS | 1219X813 | . | . | . | 1
|  | 850X700 | . | . | . | 1
| RCF | 1200X900 | . | . | . | 1
|  | 850X700 | . | . | . | 1
| RISERS | 1219X813 | . | . | . | 1
| VOL | 1219X813 | . | . | . | 1
VF-368-VF-0001 | CANEVAS | 1200X800 | . | . | . | 1
|  | 750X500 | . | . | . | 1
| RCF | 1000X400 | . | . | . | 2
|  | 450X250 | . | . | . | 1
|  | 550X300 | . | . | . | 1
|  | 750X250 | . | . | . | 1
|  | 750X500 | . | . | . | 1
| RE | 300X300 | . | . | . | 1
VF-369-VF-0001 | CANEVAS | 1154X1013 | . | . | . | 1
VFC-341 | 90 ELBOW | 300 | . | . | . | 1
| CANEVAS | 610X406 | . | . | LOW PRESSURE | 2
| FLEX DUCT | 300 | . | . | . | 10
| RCFF | 610X406 | . | . | LOW PRESSURE | 2
| RISERS | 610X406 | . | . | LOW PRESSURE | 2
| WIRE MESH | 610X406 | . | . | LOW PRESSURE | 1
VFC-342 | CANEVAS | 1219X813 | . | . | LOW PRESSURE | 1
VFC-343 | 90 ELBOW | 250 | . | . | . | 3
| CANEVAS | 650X300 | . | . | LOW PRESSURE | 1
|  | 900X500 | . | . | LOW PRESSURE | 1
| FLEX DUCT | 250 | . | . | . | 4
| WIRE MESH | 900X500 | . | . | LOW PRESSURE | 1
VFC-344 | CANEVAS | 650X300 | . | . | LOW PRESSURE | 1
|  | 900X500 | . | . | LOW PRESSURE | 1
| FLEX DUCT | 250 | . | . | . | 4
| WIRE MESH | 900X500 | . | . | LOW PRESSURE | 1
VFC-345 | CANEVAS | 650X300 | . | . | LOW PRESSURE | 1
|  | 900X500 | . | . | LOW PRESSURE | 1
| FLEX DUCT | 250 | . | . | . | 4
| WIRE MESH | 900X500 | . | . | LOW PRESSURE | 1
VFC-346 | CANEVAS | 650X300 | . | . | LOW PRESSURE | 1
|  | 900X500 | . | . | LOW PRESSURE | 1
| RCFF | 650X300 | . | . | LOW PRESSURE | 1
|  | 900X500 | . | . | LOW PRESSURE | 1
| WIRE MESH | 900X500 | . | . | LOW PRESSURE | 1
VFC-347 | 90 ELBOW | 250 | . | . | . | 2
| CANEVAS | 650X300 | . | . | LOW PRESSURE | 1
|  | 900X500 | . | . | LOW PRESSURE | 1
| FLEX DUCT | 250 | . | . | . | 4
| X1 | 250X100 | . | . | LOW PRESSURE | 1
VFC-348 | CANEVAS | 450X300 | . | . | LOW PRESSURE | 1
|  | 900X900 | . | . | LOW PRESSURE | 1
| FLEX DUCT | 150 | . | . | . | 1
|  | 200 | . | . | . | 7
| WIRE MESH | 450X300 | . | . | LOW PRESSURE | 1
Grand Total | [5 empty] | 3273

## DATA-ACCESSORIES
Subject | Page Index | Length | Length Unit | Count | Label | DUCT SIZE | ACCESSORIES1 | ACCESSORIES2 | REMARK | UNITS | DAMPER TYPE
45 ELBOW | 2 | 0 | . | 2 | 45 ELBOW | 150 | . | . | . | VARCF-304 | NO
45 ELBOW | 2 | 0 | . | 1 | 45 ELBOW | 350 | . | . | . | VARCF-305 | NO
45 ELBOW | 3 | 0 | . | 2 | 45 ELBOW | 150 | . | . | . | VARCF-305 | NO
45 ELBOW | 3 | 0 | . | 4 | 45 ELBOW | 250 | . | . | . | VARCF-304 | NO
45 ELBOW | 3 | 0 | . | 2 | 45 ELBOW | 200 | . | . | . | VARCF-304/305 | NO
45 ELBOW | 3 | 0 | . | 2 | 45 ELBOW | 200 | . | . | . | VARCF-304/305 | NO
45 ELBOW | 5 | 0 | . | 4 | 45 ELBOW | 150 | . | . | . | VC-383-VA-0001 | NO
45 ELBOW | 5 | 0 | . | 1 | 45 ELBOW | 200 | . | . | . | VC-383-VA-0001 | NO
45 ELBOW | 5 | 0 | . | 1 | 45 ELBOW | 200 | . | . | . | VC-383-VA-0001 | NO
45 ELBOW | 5 | 0 | . | 4 | 45 ELBOW | 300 | . | . | . | VARCF-304 | NO
45 ELBOW | 5 | 0 | . | 2 | 45 ELBOW | 300 | . | . | . | VARCF-304 | NO
45 ELBOW | 21 | 0 | . | 2 | 45 ELBOW | 150 | . | . | . | VARCF-304 | NO
45 ELBOW | 21 | 0 | . | 2 | 45 ELBOW | 250 | . | . | . | VARCF-305 | NO
45 ELBOW | 21 | 0 | . | 2 | 45 ELBOW | 250 | . | . | . | VARCF-305 | NO
45 ELBOW | 21 | 0 | . | 2 | 45 ELBOW | 250 | . | . | . | VARCF-304 | NO
45 ELBOW | 21 | 0 | . | 2 | 45 ELBOW | 200 | . | . | . | VARCF-305 | NO
45 ELBOW | 21 | 0 | . | 2 | 45 ELBOW | 150 | . | . | . | VARCF-304 | NO
45 ELBOW | 21 | 0 | . | 2 | 45 ELBOW | 150 | . | . | . | VARCF-305 | NO
45 ELBOW | 21 | 0 | . | 2 | 45 ELBOW | 150 | . | . | . | VARCF-304 | NO
45 ELBOW | 21 | 0 | . | 2 | 45 ELBOW | 150 | . | . | . | VARCF-304 | NO
45 ELBOW | 21 | 0 | . | 2 | 45 ELBOW | 150 | . | . | . | VARCF-304 | NO
45 ELBOW | 21 | 0 | . | 2 | 45 ELBOW | 150 | . | . | . | VARCF-304 | NO
45 ELBOW | 21 | 0 | . | 2 | 45 ELBOW | 150 | . | . | . | VARCF-304 | NO
45 ELBOW | 21 | 0 | . | 2 | 45 ELBOW | 200 | . | . | . | VARCF-305 | NO
45 ELBOW | 21 | 0 | . | 8 | 45 ELBOW | 200 | . | . | . | VARCF-304/305 | NO
45 ELBOW | 21 | 0 | . | 1 | 45 ELBOW | 150 | . | . | . | VARCF-304 | NO
45 ELBOW | 21 | 0 | . | 1 | 45 ELBOW | 150 | . | . | . | VARCF-304 | NO
45 ELBOW | 21 | 0 | . | 1 | 45 ELBOW | 150 | . | . | . | VARCF-302 | NO
45 ELBOW | 21 | 0 | . | 1 | 45 ELBOW | 150 | . | . | . | VARCF-302 | NO
45 ELBOW | 21 | 0 | . | 4 | 45 ELBOW | 250 | . | . | . | VARC-310-VA-0001 | NO
45 ELBOW | 24 | 0 | . | 6 | 45 ELBOW | 305 | . | . | . | VE-314-VE-0001 | NO
45 ELBOW | 22 | 0 | . | 2 | 45 ELBOW | 150 | . | . | . | VARCF-304 | NO
45 ELBOW | 22 | 0 | . | 2 | 45 ELBOW | 150 | . | . | . | VARCF-304 | NO
45 ELBOW | 22 | 0 | . | 2 | 45 ELBOW | 300 | . | . | . | VARCF-302 | NO
45 ELBOW | 22 | 0 | . | 2 | 45 ELBOW | 150 | . | . | . | VARCF-302 | NO
45 ELBOW | 22 | 0 | . | 6 | 45 ELBOW | 150 | . | . | . | VARCF-302 | NO
45 ELBOW | 22 | 0 | . | 2 | 45 ELBOW | 150 | . | . | . | VARCF-302/304 | NO
45 ELBOW | 22 | 0 | . | 2 | 45 ELBOW | 200 | . | . | . | VARCF-302/304 | NO
45 ELBOW | 22 | 0 | . | 2 | 45 ELBOW | 250 | . | . | . | VARCF-302/304 | NO
45 ELBOW | 6 | 0 | . | 1 | 45 ELBOW | 250 | . | . | . | VARCF-304 | NO
45 ELBOW | 6 | 0 | . | 2 | 45 ELBOW | 300 | . | . | . | VARCF-302 | NO
45 ELBOW | 6 | 0 | . | 2 | 45 ELBOW | 150 | . | . | . | VARCF-304 | NO
45 ELBOW | 6 | 0 | . | 2 | 45 ELBOW | 150 | . | . | . | VARCF-302 | NO
45 ELBOW | 6 | 0 | . | 2 | 45 ELBOW | 300 | . | . | . | VARCF-302 | NO
45 ELBOW | 6 | 0 | . | 1 | 45 ELBOW | 300 | . | . | . | VARCF-304 | NO
45 ELBOW | 6 | 0 | . | 2 | 45 ELBOW | 200 | w/ 1” ACOUSTICAL LINING | . | . | TRANSFER DUCT | NO
45 ELBOW | 6 | 0 | . | 1 | 45 ELBOW | 250 | . | . | . | VARCF-304 | NO
45 ELBOW | 19 | 0 | . | 2 | 45 ELBOW | 250 | . | . | . | VARCF-302/304 | NO
45 ELBOW | 19 | 0 | . | 2 | 45 ELBOW | 150 | . | . | . | VARCF-302/304 | NO
45 ELBOW | 19 | 0 | . | 2 | 45 ELBOW | 150 | . | . | . | VARCF-304 | NO
45 ELBOW | 18 | 0 | . | 1 | 45 ELBOW | 150 | . | . | . | VARCF-302 | NO
45 ELBOW | 18 | 0 | . | 1 | 45 ELBOW | 150 | . | . | . | VARCF-302 | NO
45 ELBOW | 18 | 0 | . | 1 | 45 ELBOW | 150 | . | . | . | VARCF-302 | NO
45 ELBOW | 18 | 0 | . | 2 | 45 ELBOW | 250 | . | . | . | VARCF-304 | NO
45 ELBOW | 18 | 0 | . | 2 | 45 ELBOW | 250 | . | . | . | VARCF-304/305 | NO
45 ELBOW | 18 | 0 | . | 4 | 45 ELBOW | 250 | . | . | . | VARCF-304/305 | NO
45 ELBOW | 18 | 0 | . | 2 | 45 ELBOW | 150 | . | . | . | VARCF-305 | NO
45 ELBOW | 15 | 0 | . | 1 | 45 ELBOW | 150 | . | . | . | VARCF-304 | NO
45 ELBOW | 15 | 0 | . | 1 | 45 ELBOW | 150 | . | . | . | VARCF-304 | NO
45 ELBOW | 15 | 0 | . | 1 | 45 ELBOW | 250 | . | . | . | VARCF-304/305 | NO
45 ELBOW | 15 | 0 | . | 4 | 45 ELBOW | 250 | . | . | . | VARCF-304/305 | NO
45 ELBOW | 15 | 0 | . | 2 | 45 ELBOW | 150 | . | . | . | VARCF-304 | NO
45 ELBOW | 16 | 0 | . | 1 | 45 ELBOW | 200 | . | . | . | VARCF-302/304 | NO
45 ELBOW | 16 | 0 | . | 1 | 45 ELBOW | 200 | . | . | . | VARCF-302/304 | NO
45 ELBOW | 12 | 0 | . | 1 | 45 ELBOW | 125 | . | . | . | VARCF-304 | NO
45 ELBOW | 12 | 0 | . | 2 | 45 ELBOW | 250 | . | . | . | VARCF-304 | NO
45 ELBOW | 12 | 0 | . | 2 | 45 ELBOW | 150 | . | . | . | VARCF-305 | NO
45 ELBOW | 12 | 0 | . | 1 | 45 ELBOW | 150 | . | . | . | VARCF-305 | NO
45 ELBOW | 12 | 0 | . | 1 | 45 ELBOW | 150 | . | . | . | VARCF-305 | NO
45 ELBOW | 12 | 0 | . | 2 | 45 ELBOW | 250 | . | . | . | VARCF-304 | NO
45 ELBOW | 13 | 0 | . | 2 | 45 ELBOW | 350 | . | . | . | VARCF-304 | NO
45 ELBOW | 13 | 0 | . | 2 | 45 ELBOW | 350 | . | . | . | VARCF-304 | NO
45 ELBOW | 13 | 0 | . | 2 | 45 ELBOW | 200 | . | . | . | VARCF-302 | NO
45 ELBOW | 13 | 0 | . | 2 | 45 ELBOW | 250 | . | . | . | VARCF-302/304 | NO
45 ELBOW | 9 | 0 | . | 2 | 45 ELBOW | 150 | . | . | . | VARCF-305 | NO
45 ELBOW | 9 | 0 | . | 4 | 45 ELBOW | 150 | . | . | . | VARCF-305 | NO
45 ELBOW | 9 | 0 | . | 2 | 45 ELBOW | 150 | . | . | . | VARCF-304 | NO
45 ELBOW | 9 | 0 | . | 2 | 45 ELBOW | 200 | . | . | . | VARCF-304 | NO
45 ELBOW | 9 | 0 | . | 2 | 45 ELBOW | 150 | . | . | . | VARCF-304 | NO
45 ELBOW | 9 | 0 | . | 2 | 45 ELBOW | 150 | . | . | . | VARCF-304 | NO
45 ELBOW | 9 | 0 | . | 2 | 45 ELBOW | 150 | . | . | . | VARCF-304 | NO
45 ELBOW | 9 | 0 | . | 2 | 45 ELBOW | 150 | . | . | . | VARCF-304 | NO
45 ELBOW | 9 | 0 | . | 2 | 45 ELBOW | 150 | . | . | . | VARCF-304 | NO
45 ELBOW | 9 | 0 | . | 2 | 45 ELBOW | 150 | . | . | . | VARCF-304 | NO
45 ELBOW | 9 | 0 | . | 2 | 45 ELBOW | 200 | . | . | . | VARCF-304 | NO
45 ELBOW | 9 | 0 | . | 2 | 45 ELBOW | 150 | . | . | . | VARCF-302 | NO
45 ELBOW | 9 | 0 | . | 2 | 45 ELBOW | 200 | . | . | . | VARCF-304 | NO
45 ELBOW | 9 | 0 | . | 2 | 45 ELBOW | 150 | . | . | . | VARCF-304 | NO
45 ELBOW | 9 | 0 | . | 2 | 45 ELBOW | 150 | . | . | . | VARCF-302/304 | NO
45 ELBOW | 10 | 0 | . | 2 | 45 ELBOW | 300 | . | . | . | VARCF-302 | NO
45 ELBOW | 10 | 0 | . | 2 | 45 ELBOW | 300 | . | . | . | VARCF-304 | NO
45 ELBOW | 10 | 0 | . | 2 | 45 ELBOW | 100 | . | . | . | VARCF-302 | NO
45 ELBOW | 10 | 0 | . | 10 | 45 ELBOW | 200 | . | . | . | VARCF-302/304 | NO
45 ELBOW | 10 | 0 | . | 2 | 45 ELBOW | 350 | . | . | . | VARCF-302 | NO
45 ELBOW | 16 | 0 | . | 2 | 45 ELBOW | 200 | . | . | . | VARCF-302 | NO
45 ELBOW | 15 | 0 | . | 2 | 45 ELBOW | 250 | . | . | . | VARCF-304 | NO
45 ELBOW | 12 | 0 | . | 2 | 45 ELBOW | 150 | . | . | . | VARCF-305 | NO
45 ELBOW | 12 | 0 | . | 2 | 45 ELBOW | 200 | . | . | . | VARCF-305 | NO
45 ELBOW | 12 | 0 | . | 2 | 45 ELBOW | 250 | . | . | . | VARCF-305 | NO
45 ELBOW | 13 | 0 | . | 2 | 45 ELBOW | 350 | . | . | . | VARCF-302 | NO
90 ELBOW | 2 | 0 | . | 1 | 90 ELBOW | 150 | . | . | . | VARCF-304 | NO
90 ELBOW | 2 | 0 | . | 1 | 90 ELBOW | 150 | . | . | . | VARCF-305 | NO
90 ELBOW | 2 | 0 | . | 2 | 90 ELBOW | 150 | . | . | LOW PRESSURE | VARCF-304/305 | NO
90 ELBOW | 2 | 0 | . | 1 | 90 ELBOW | 150 | . | . | . | VARCF-305 | NO
90 ELBOW | 2 | 0 | . | 1 | 90 ELBOW | 150 | . | . | . | VARCF-304 | NO
90 ELBOW | 2 | 0 | . | 1 | 90 ELBOW | 150 | . | . | LOW PRESSURE | VARCF-304/305 | NO
90 ELBOW | 2 | 0 | . | 1 | 90 ELBOW | 200 | . | . | . | VARCF-304 | NO
90 ELBOW | 2 | 0 | . | 1 | 90 ELBOW | 150 | . | . | . | VARCF-304 | NO
90 ELBOW | 2 | 0 | . | 1 | 90 ELBOW | 300 | . | . | . | VARCF-304 | NO
90 ELBOW | 2 | 0 | . | 2 | 90 ELBOW | 250 | . | . | LOW PRESSURE | VARCF-304/305 | NO
90 ELBOW | 2 | 0 | . | 1 | 90 ELBOW | 300 | . | . | . | VARCF-304 | NO
90 ELBOW | 2 | 0 | . | 1 | 90 ELBOW | 150 | . | . | LOW PRESSURE | VARCF-304/305 | NO
90 ELBOW | 2 | 0 | . | 1 | 90 ELBOW | 150 | . | . | LOW PRESSURE | VARCF-304/305 | NO
90 ELBOW | 2 | 0 | . | 1 | 90 ELBOW | 250 | . | . | LOW PRESSURE | VARCF-304/305 | NO
90 ELBOW | 2 | 0 | . | 1 | 90 ELBOW | 250 | . | . | LOW PRESSURE | VARCF-304/305 | NO
90 ELBOW | 2 | 0 | . | 1 | 90 ELBOW | 200 | . | . | . | VARCF-305 | NO
90 ELBOW | 2 | 0 | . | 2 | 90 ELBOW | 300 | . | . | LOW PRESSURE | VARCF-304/305 | NO
90 ELBOW | 2 | 0 | . | 1 | 90 ELBOW | 300 | . | . | LOW PRESSURE | VARCF-304/305 | NO
90 ELBOW | 2 | 0 | . | 2 | 90 ELBOW | 300 | . | . | LOW PRESSURE | VARCF-304/305 | NO
90 ELBOW | 3 | 0 | . | 1 | 90 ELBOW | 250 | . | . | . | VARCF-304/305 | NO
90 ELBOW | 3 | 0 | . | 1 | 90 ELBOW | 200 | . | . | . | VARCF-304/305 | NO
90 ELBOW | 3 | 0 | . | 1 | 90 ELBOW | 200 | . | . | . | VARCF-304/305 | NO
90 ELBOW | 3 | 0 | . | 2 | 90 ELBOW | 200 | . | . | . | VARCF-304/305 | NO
90 ELBOW | 3 | 0 | . | 2 | 90 ELBOW | 150 | . | . | . | VARCF-305 | NO
90 ELBOW | 5 | 0 | . | 1 | 90 ELBOW | 150 | . | . | . | VC-383-VA-0001 | NO
90 ELBOW | 5 | 0 | . | 1 | 90 ELBOW | 200 | . | . | . | VC-383-VA-0001 | NO
90 ELBOW | 5 | 0 | . | 2 | 90 ELBOW | 300 | . | . | . | VARCF-302 | NO
90 ELBOW | 5 | 0 | . | 1 | 90 ELBOW | 300 | . | . | . | VARCF-302 | NO
90 ELBOW | 7 | 0 | . | 2 | 90 ELBOW | 200 | . | . | . | VARCF-302/304 | NO
90 ELBOW | 7 | 0 | . | 2 | 90 ELBOW | 200 | . | . | . | VARCF-302/304 | NO
90 ELBOW | 7 | 0 | . | 2 | 90 ELBOW | 200 | . | . | . | VARCF-302/304 | NO
90 ELBOW | 7 | 0 | . | 2 | 90 ELBOW | 200 | . | . | . | VARCF-302/304 | NO
90 ELBOW | 7 | 0 | . | 2 | 90 ELBOW | 200 | . | . | . | VARCF-302/304 | NO
90 ELBOW | 7 | 0 | . | 1 | 90 ELBOW | 250 | . | . | . | VARCF-302/304 | NO
90 ELBOW | 5 | 0 | . | 1 | 90 ELBOW | 250 | . | . | . | VARCF-304/305 | NO
90 ELBOW | 6 | 0 | . | 1 | 90 ELBOW | 400 | . | . | . | VARCF-302 | NO
90 ELBOW | 6 | 0 | . | 1 | 90 ELBOW | 300 | . | . | . | VARCF-302/304 | NO
90 ELBOW | 6 | 0 | . | 1 | 90 ELBOW | 350 | . | . | . | VARCF-304 | NO
90 ELBOW | 6 | 0 | . | 1 | 90 ELBOW | 350 | . | . | . | VARCF-302 | NO
90 ELBOW | 6 | 0 | . | 1 | 90 ELBOW | 350 | . | . | . | VARCF-304 | NO
90 ELBOW | 6 | 0 | . | 1 | 90 ELBOW | 350 | . | . | . | VARCF-304 | NO
90 ELBOW | 5 | 0 | . | 1 | 90 ELBOW | 150 | . | . | . | VARCF-304 | NO
90 ELBOW | 5 | 0 | . | 6 | 90 ELBOW | 250 | . | . | . | VARCF-304/305 | NO
90 ELBOW | 21 | 0 | . | 1 | 90 ELBOW | 200 | . | . | . | VARCF-304/305 | NO
90 ELBOW | 21 | 0 | . | 1 | 90 ELBOW | 150 | . | . | . | VARCF-304/305 | NO
90 ELBOW | 21 | 0 | . | 1 | 90 ELBOW | 200 | . | . | . | VARCF-304/305 | NO
90 ELBOW | 21 | 0 | . | 1 | 90 ELBOW | 150 | . | . | . | VARCF-304 | NO
90 ELBOW | 21 | 0 | . | 1 | 90 ELBOW | 150 | . | . | . | VARCF-305 | NO
90 ELBOW | 21 | 0 | . | 1 | 90 ELBOW | 150 | . | . | . | VARCF-305 | NO
90 ELBOW | 21 | 0 | . | 1 | 90 ELBOW | 150 | . | . | . | VARCF-304/305 | NO
90 ELBOW | 21 | 0 | . | 1 | 90 ELBOW | 250 | . | . | . | VARCF-305 | NO
90 ELBOW | 21 | 0 | . | 1 | 90 ELBOW | 250 | . | . | . | VARCF-305 | NO
90 ELBOW | 21 | 0 | . | 1 | 90 ELBOW | 150 | . | . | . | VARCF-305 | NO
90 ELBOW | 21 | 0 | . | 1 | 90 ELBOW | 150 | . | . | . | VARCF-305 | NO
90 ELBOW | 21 | 0 | . | 1 | 90 ELBOW | 150 | . | . | . | VARCF-304 | NO
90 ELBOW | 21 | 0 | . | 1 | 90 ELBOW | 150 | . | . | . | VARCF-304 | NO
90 ELBOW | 21 | 0 | . | 1 | 90 ELBOW | 150 | . | . | . | VARCF-305 | NO
90 ELBOW | 21 | 0 | . | 1 | 90 ELBOW | 150 | . | . | . | VARCF-304 | NO
90 ELBOW | 21 | 0 | . | 1 | 90 ELBOW | 150 | . | . | . | VARCF-304/305 | NO
90 ELBOW | 21 | 0 | . | 1 | 90 ELBOW | 150 | . | . | . | VARCF-304 | NO
90 ELBOW | 21 | 0 | . | 1 | 90 ELBOW | 150 | . | . | . | VARCF-305 | NO
90 ELBOW | 21 | 0 | . | 1 | 90 ELBOW | 200 | . | . | . | VARCF-304/305 | NO
90 ELBOW | 21 | 0 | . | 1 | 90 ELBOW | 150 | . | . | . | VARCF-304 | NO
90 ELBOW | 21 | 0 | . | 1 | 90 ELBOW | 150 | . | . | . | VARCF-305 | NO
90 ELBOW | 21 | 0 | . | 1 | 90 ELBOW | 150 | . | . | . | VARCF-305 | NO
90 ELBOW | 21 | 0 | . | 2 | 90 ELBOW | 250 | . | . | . | VARCF-304 | NO
90 ELBOW | 21 | 0 | . | 1 | 90 ELBOW | 250 | . | . | . | VARCF-304 | NO
90 ELBOW | 21 | 0 | . | 3 | 90 ELBOW | 200 | . | . | . | VARCF-304/305 | NO
90 ELBOW | 21 | 0 | . | 1 | 90 ELBOW | 150 | . | . | . | VARCF-304/305 | NO
90 ELBOW | 21 | 0 | . | 1 | 90 ELBOW | 200 | . | . | . | VARCF-305 | NO
90 ELBOW | 21 | 0 | . | 1 | 90 ELBOW | 200 | . | . | . | VARCF-304/305 | NO
90 ELBOW | 21 | 0 | . | 1 | 90 ELBOW | 200 | . | . | . | VARCF-304 | NO
90 ELBOW | 21 | 0 | . | 1 | 90 ELBOW | 250 | . | . | . | VARCF-304 | NO
90 ELBOW | 21 | 0 | . | 2 | 90 ELBOW | 150 | . | . | . | VARCF-305 | NO
90 ELBOW | 21 | 0 | . | 1 | 90 ELBOW | 150 | . | . | . | VARCF-304/305 | NO
90 ELBOW | 21 | 0 | . | 1 | 90 ELBOW | 150 | . | . | . | VARCF-305 | NO
90 ELBOW | 21 | 0 | . | 1 | 90 ELBOW | 150 | . | . | . | VARCF-304 | NO
90 ELBOW | 21 | 0 | . | 1 | 90 ELBOW | 150 | . | . | . | VARCF-305 | NO
90 ELBOW | 21 | 0 | . | 1 | 90 ELBOW | 150 | . | . | . | VARCF-304 | NO
90 ELBOW | 21 | 0 | . | 1 | 90 ELBOW | 200 | . | . | . | VARCF-304/305 | NO
90 ELBOW | 21 | 0 | . | 1 | 90 ELBOW | 250 | . | . | . | VARCF-304/305 | NO
90 ELBOW | 21 | 0 | . | 1 | 90 ELBOW | 250 | . | . | . | VARCF-304/305 | NO
90 ELBOW | 21 | 0 | . | 1 | 90 ELBOW | 300 | . | . | . | VARCF-304/305 | NO
90 ELBOW | 21 | 0 | . | 1 | 90 ELBOW | 200 | . | . | . | VARCF-305 | NO
90 ELBOW | 21 | 0 | . | 1 | 90 ELBOW | 200 | . | . | . | VARCF-305 | NO
90 ELBOW | 21 | 0 | . | 2 | 90 ELBOW | 150 | . | . | . | VARCF-304/305 | NO
90 ELBOW | 21 | 0 | . | 2 | 90 ELBOW | 150 | . | . | . | VARCF-304/305 | NO
90 ELBOW | 21 | 0 | . | 1 | 90 ELBOW | 150 | . | . | . | VARCF-305 | NO
90 ELBOW | 21 | 0 | . | 1 | 90 ELBOW | 200 | . | . | . | VARCF-305 | NO
90 ELBOW | 21 | 0 | . | 1 | 90 ELBOW | 150 | . | . | . | VARCF-304 | NO
90 ELBOW | 21 | 0 | . | 1 | 90 ELBOW | 150 | . | . | . | VARCF-304 | NO
90 ELBOW | 21 | 0 | . | 1 | 90 ELBOW | 150 | . | . | . | VARCF-305 | NO
90 ELBOW | 21 | 0 | . | 1 | 90 ELBOW | 150 | . | . | . | VARCF-305 | NO
90 ELBOW | 21 | 0 | . | 1 | 90 ELBOW | 150 | . | . | . | VARCF-305 | NO
90 ELBOW | 21 | 0 | . | 1 | 90 ELBOW | 150 | . | . | . | VARCF-305 | NO
90 ELBOW | 21 | 0 | . | 1 | 90 ELBOW | 150 | . | . | . | VARCF-304 | NO
90 ELBOW | 21 | 0 | . | 1 | 90 ELBOW | 150 | . | . | . | VARCF-305 | NO
90 ELBOW | 21 | 0 | . | 1 | 90 ELBOW | 150 | . | . | . | VARCF-305 | NO
90 ELBOW | 21 | 0 | . | 1 | 90 ELBOW | 150 | . | . | . | VARCF-305 | NO
90 ELBOW | 21 | 0 | . | 1 | 90 ELBOW | 150 | . | . | . | VARCF-304 | NO
90 ELBOW | 21 | 0 | . | 1 | 90 ELBOW | 150 | . | . | . | VARCF-305 | NO
90 ELBOW | 21 | 0 | . | 2 | 90 ELBOW | 150 | . | . | . | VARCF-304 | NO
90 ELBOW | 21 | 0 | . | 1 | 90 ELBOW | 150 | . | . | . | VARCF-305 | NO
90 ELBOW | 21 | 0 | . | 1 | 90 ELBOW | 150 | . | . | . | VARCF-305 | NO
90 ELBOW | 21 | 0 | . | 1 | 90 ELBOW | 150 | . | . | . | VARCF-304 | NO
90 ELBOW | 21 | 0 | . | 1 | 90 ELBOW | 150 | . | . | . | VARCF-305 | NO
90 ELBOW | 21 | 0 | . | 1 | 90 ELBOW | 150 | . | . | . | VARCF-305 | NO
90 ELBOW | 21 | 0 | . | 1 | 90 ELBOW | 150 | . | . | . | VARCF-304 | NO
90 ELBOW | 21 | 0 | . | 1 | 90 ELBOW | 150 | . | . | . | VARCF-305 | NO
90 ELBOW | 21 | 0 | . | 1 | 90 ELBOW | 200 | . | . | . | VARCF-305 | NO
90 ELBOW | 21 | 0 | . | 1 | 90 ELBOW | 200 | . | . | . | VARCF-304 | NO
90 ELBOW | 21 | 0 | . | 1 | 90 ELBOW | 200 | . | . | . | VARCF-304/305 | NO
90 ELBOW | 21 | 0 | . | 1 | 90 ELBOW | 250 | . | . | . | VARCF-305 | NO
90 ELBOW | 21 | 0 | . | 2 | 90 ELBOW | 200 | . | . | . | VARCF-304/305 | NO
90 ELBOW | 21 | 0 | . | 1 | 90 ELBOW | 150 | . | . | . | VARCF-305 | NO
90 ELBOW | 21 | 0 | . | 1 | 90 ELBOW | 150 | . | . | . | VARCF-304 | NO
90 ELBOW | 21 | 0 | . | 1 | 90 ELBOW | 150 | . | . | . | VARCF-304 | NO
90 ELBOW | 21 | 0 | . | 1 | 90 ELBOW | 150 | . | . | . | VARCF-305 | NO
90 ELBOW | 21 | 0 | . | 1 | 90 ELBOW | 150 | . | . | . | VARCF-304/305 | NO
90 ELBOW | 21 | 0 | . | 1 | 90 ELBOW | 300 | . | . | . | VFC-341 | NO
90 ELBOW | 21 | 0 | . | 1 | 90 ELBOW | 150 | . | . | . | VARCF-304/305 | NO
90 ELBOW | 21 | 0 | . | 1 | 90 ELBOW | 150 | . | . | . | VARCF-304 | NO
90 ELBOW | 21 | 0 | . | 1 | 90 ELBOW | 150 | . | . | . | VARCF-302 | NO
90 ELBOW | 21 | 0 | . | 1 | 90 ELBOW | 200 | . | . | . | VARCF-304 | NO
90 ELBOW | 21 | 0 | . | 1 | 90 ELBOW | 200 | . | . | . | VARC-310-VA-0001 | NO
90 ELBOW | 21 | 0 | . | 1 | 90 ELBOW | 200 | . | . | . | VARC-310-VA-0001 | NO
90 ELBOW | 21 | 0 | . | 11 | 90 ELBOW | 250 | . | . | . | VARC-310-VA-0001 | NO
90 ELBOW | 21 | 0 | . | 1 | 90 ELBOW | 150 | . | . | . | VARCF-302 | NO
90 ELBOW | 21 | 0 | . | 1 | 90 ELBOW | 150 | . | . | . | VARCF-304 | NO
90 ELBOW | 21 | 0 | . | 1 | 90 ELBOW | 150 | . | . | . | VARCF-302 | NO
90 ELBOW | 21 | 0 | . | 1 | 90 ELBOW | 200 | . | . | . | VARCF-302 | NO
90 ELBOW | 21 | 0 | . | 1 | 90 ELBOW | 200 | . | . | . | VARCF-304 | NO
90 ELBOW | 21 | 0 | . | 1 | 90 ELBOW | 200 | . | . | . | VARCF-302 | NO
90 ELBOW | 24 | 0 | . | 5 | 90 ELBOW | 305 | . | . | . | VE-314-VE-0001 | NO
90 ELBOW | 22 | 0 | . | 1 | 90 ELBOW | 150 | . | . | . | VARCF-302 | NO
90 ELBOW | 22 | 0 | . | 1 | 90 ELBOW | 200 | . | . | . | VARCF-302/304 | NO
90 ELBOW | 22 | 0 | . | 1 | 90 ELBOW | 150 | . | . | . | VARCF-302 | NO
90 ELBOW | 22 | 0 | . | 1 | 90 ELBOW | 150 | . | . | . | VARCF-304 | NO
90 ELBOW | 22 | 0 | . | 1 | 90 ELBOW | 150 | . | . | . | VARCF-302 | NO
90 ELBOW | 22 | 0 | . | 1 | 90 ELBOW | 200 | . | . | . | VARCF-302/304 | NO
90 ELBOW | 22 | 0 | . | 1 | 90 ELBOW | 200 | . | . | . | VARCF-302/304 | NO
90 ELBOW | 22 | 0 | . | 1 | 90 ELBOW | 250 | . | . | . | VARCF-302/304 | NO
90 ELBOW | 22 | 0 | . | 2 | 90 ELBOW | 200 | . | . | . | VARCF-302/304 | NO
90 ELBOW | 22 | 0 | . | 3 | 90 ELBOW | 200 | . | . | . | VARCF-302/304 | NO
90 ELBOW | 22 | 0 | . | 1 | 90 ELBOW | 300 | . | . | . | VARCF-302 | NO
90 ELBOW | 22 | 0 | . | 1 | 90 ELBOW | 150 | . | . | . | VARCF-304 | NO
90 ELBOW | 22 | 0 | . | 1 | 90 ELBOW | 150 | . | . | . | VARCF-302 | NO
90 ELBOW | 22 | 0 | . | 1 | 90 ELBOW | 150 | . | . | . | VARCF-302 | NO
90 ELBOW | 22 | 0 | . | 1 | 90 ELBOW | 150 | . | . | . | VARCF-302 | NO
90 ELBOW | 22 | 0 | . | 1 | 90 ELBOW | 150 | . | . | . | VARCF-304 | NO
90 ELBOW | 22 | 0 | . | 1 | 90 ELBOW | 150 | . | . | . | VARCF-302 | NO
90 ELBOW | 22 | 0 | . | 1 | 90 ELBOW | 150 | . | . | . | VARCF-302/304 | NO
90 ELBOW | 22 | 0 | . | 1 | 90 ELBOW | 200 | . | . | . | VARCF-302 | NO
90 ELBOW | 22 | 0 | . | 1 | 90 ELBOW | 150 | . | . | . | VARCF-304 | NO
90 ELBOW | 22 | 0 | . | 1 | 90 ELBOW | 150 | . | . | . | VARCF-304 | NO
90 ELBOW | 22 | 0 | . | 1 | 90 ELBOW | 150 | . | . | . | VARCF-302 | NO
90 ELBOW | 22 | 0 | . | 1 | 90 ELBOW | 150 | . | . | . | VARCF-304 | NO
90 ELBOW | 22 | 0 | . | 1 | 90 ELBOW | 150 | . | . | . | VARCF-304 | NO
90 ELBOW | 6 | 0 | . | 1 | 90 ELBOW | 250 | . | . | . | VARCF-304 | NO
90 ELBOW | 6 | 0 | . | 1 | 90 ELBOW | 200 | . | . | . | VARCF-302/304 | NO
90 ELBOW | 6 | 0 | . | 1 | 90 ELBOW | 150 | . | . | . | VARCF-302 | NO
90 ELBOW | 6 | 0 | . | 1 | 90 ELBOW | 150 | . | . | . | VARCF-304 | NO
90 ELBOW | 6 | 0 | . | 2 | 90 ELBOW | 300 | . | . | . | VARCF-302 | NO
90 ELBOW | 6 | 0 | . | 2 | 90 ELBOW | 400 | . | . | . | VARCF-302 | NO
90 ELBOW | 6 | 0 | . | 3 | 90 ELBOW | 200 | . | . | . | VARCF-302 | NO
90 ELBOW | 6 | 0 | . | 1 | 90 ELBOW | 125 | . | . | . | VARCF-304/305 | NO
90 ELBOW | 6 | 0 | . | 1 | 90 ELBOW | 250 | . | . | . | VARCF-304 | NO
90 ELBOW | 6 | 0 | . | 1 | 90 ELBOW | 250 | . | . | . | VARCF-304 | NO
90 ELBOW | 6 | 0 | . | 1 | 90 ELBOW | 250 | . | . | . | VARCF-302 | NO
90 ELBOW | 6 | 0 | . | 1 | 90 ELBOW | 150 | . | . | . | VARCF-304 | NO
90 ELBOW | 6 | 0 | . | 2 | 90 ELBOW | 150 | . | . | . | VARCF-304 | NO
90 ELBOW | 6 | 0 | . | 1 | 90 ELBOW | 250 | . | . | . | VARCF-304 | NO
90 ELBOW | 6 | 0 | . | 1 | 90 ELBOW | 250 | . | . | . | VARCF-302 | NO
90 ELBOW | 6 | 0 | . | 1 | 90 ELBOW | 250 | . | . | . | VARCF-304 | NO
90 ELBOW | 6 | 0 | . | 1 | 90 ELBOW | 250 | . | . | . | VARCF-302 | NO
90 ELBOW | 6 | 0 | . | 1 | 90 ELBOW | 200 | . | . | . | VARCF-302 | NO
90 ELBOW | 6 | 0 | . | 1 | 90 ELBOW | 200 | . | . | . | VARCF-302 | NO
90 ELBOW | 6 | 0 | . | 1 | 90 ELBOW | 200 | . | . | . | VARCF-304 | NO
90 ELBOW | 6 | 0 | . | 1 | 90 ELBOW | 400 | . | . | . | VARCF-302 | NO
90 ELBOW | 6 | 0 | . | 1 | 90 ELBOW | 400 | . | . | . | VARCF-304 | NO
90 ELBOW | 6 | 0 | . | 2 | 90 ELBOW | 300 | . | . | . | VARCF-302 | NO
90 ELBOW | 6 | 0 | . | 1 | 90 ELBOW | 150 | . | . | . | VARCF-302/304 | NO
90 ELBOW | 6 | 0 | . | 1 | 90 ELBOW | 150 | . | . | . | VARCF-302 | NO
90 ELBOW | 6 | 0 | . | 1 | 90 ELBOW | 150 | . | . | . | VARCF-304 | NO
90 ELBOW | 6 | 0 | . | 1 | 90 ELBOW | 200 | . | . | . | VARCF-302 | NO
90 ELBOW | 6 | 0 | . | 1 | 90 ELBOW | 200 | . | . | . | VARCF-304 | NO
90 ELBOW | 6 | 0 | . | 1 | 90 ELBOW | 200 | . | . | . | VARCF-304 | NO
90 ELBOW | 6 | 0 | . | 1 | 90 ELBOW | 150 | . | . | . | VARCF-302 | NO
90 ELBOW | 6 | 0 | . | 1 | 90 ELBOW | 250 | . | . | . | VARCF-302 | NO
90 ELBOW | 6 | 0 | . | 1 | 90 ELBOW | 250 | . | . | . | VARCF-304 | NO
90 ELBOW | 5 | 0 | . | 1 | 90 ELBOW | 350 | . | . | . | VARCF-305 | NO
90 ELBOW | 5 | 0 | . | 1 | 90 ELBOW | 350 | . | . | . | VARCF-305 | NO
90 ELBOW | 5 | 0 | . | 1 | 90 ELBOW | 350 | . | . | . | VARCF-305 | NO
90 ELBOW | 5 | 0 | . | 1 | 90 ELBOW | 350 | . | . | . | VARCF-304 | NO
90 ELBOW | 5 | 0 | . | 1 | 90 ELBOW | 350 | . | . | . | VARCF-305 | NO
90 ELBOW | 5 | 0 | . | 1 | 90 ELBOW | 350 | . | . | . | VARCF-304 | NO
90 ELBOW | 5 | 0 | . | 1 | 90 ELBOW | 350 | . | . | . | VARCF-305 | NO
90 ELBOW | 5 | 0 | . | 1 | 90 ELBOW | 350 | . | . | . | VARCF-304 | NO
90 ELBOW | 5 | 0 | . | 1 | 90 ELBOW | 350 | . | . | . | VARCF-305 | NO
90 ELBOW | 5 | 0 | . | 1 | 90 ELBOW | 350 | . | . | . | VARCF-304 | NO
90 ELBOW | 5 | 0 | . | 1 | 90 ELBOW | 350 | . | . | . | VARCF-305 | NO
90 ELBOW | 5 | 0 | . | 1 | 90 ELBOW | 350 | . | . | . | VARCF-304 | NO
90 ELBOW | 5 | 0 | . | 1 | 90 ELBOW | 350 | . | . | . | VARCF-305 | NO
90 ELBOW | 5 | 0 | . | 1 | 90 ELBOW | 350 | . | . | . | VARCF-304 | NO
90 ELBOW | 5 | 0 | . | 1 | 90 ELBOW | 250 | . | . | . | VARCF-304/305 | NO
90 ELBOW | 19 | 0 | . | 1 | 90 ELBOW | 150 | . | . | . | VARCF-302 | NO
90 ELBOW | 19 | 0 | . | 1 | 90 ELBOW | 150 | . | . | . | VARCF-302/304 | NO
90 ELBOW | 19 | 0 | . | 2 | 90 ELBOW | 150 | . | . | . | VARCF-302/304 | NO
90 ELBOW | 19 | 0 | . | 1 | 90 ELBOW | 250 | . | . | . | VARCF-302/304 | NO
90 ELBOW | 19 | 0 | . | 1 | 90 ELBOW | 150 | . | . | . | VARCF-302/304 | NO
90 ELBOW | 19 | 0 | . | 1 | 90 ELBOW | 150 | . | . | . | VARCF-302/304 | NO
90 ELBOW | 19 | 0 | . | 1 | 90 ELBOW | 150 | . | . | . | VARCF-302/304 | NO
90 ELBOW | 19 | 0 | . | 1 | 90 ELBOW | 150 | . | . | . | VARCF-302/304 | NO
90 ELBOW | 19 | 0 | . | 2 | 90 ELBOW | 200 | . | . | . | VARCF-302/304 | NO
90 ELBOW | 19 | 0 | . | 1 | 90 ELBOW | 250 | . | . | . | VARCF-302/304 | NO
90 ELBOW | 19 | 0 | . | 1 | 90 ELBOW | 200 | . | . | . | VARCF-302/304 | NO
90 ELBOW | 5 | 0 | . | 10 | 90 ELBOW | 200 | . | . | . | VARCF-304/305 | NO
90 ELBOW | 19 | 0 | . | 1 | 90 ELBOW | 150 | . | . | . | VARCF-302/304 | NO
90 ELBOW | 19 | 0 | . | 1 | 90 ELBOW | 250 | . | . | . | VARCF-302/304 | NO
90 ELBOW | 18 | 0 | . | 1 | 90 ELBOW | 150 | . | . | . | VARCF-304 | NO
90 ELBOW | 18 | 0 | . | 1 | 90 ELBOW | 150 | . | . | . | VARCF-304 | NO
90 ELBOW | 18 | 0 | . | 1 | 90 ELBOW | 150 | . | . | . | VARCF-304 | NO
90 ELBOW | 18 | 0 | . | 1 | 90 ELBOW | 150 | . | . | . | VARCF-305 | NO
90 ELBOW | 18 | 0 | . | 1 | 90 ELBOW | 150 | . | . | . | VARCF-305 | NO
90 ELBOW | 18 | 0 | . | 1 | 90 ELBOW | 150 | . | . | . | VARCF-304 | NO
90 ELBOW | 18 | 0 | . | 1 | 90 ELBOW | 150 | . | . | . | VARCF-305 | NO
90 ELBOW | 18 | 0 | . | 1 | 90 ELBOW | 150 | . | . | . | VARCF-304 | NO
90 ELBOW | 18 | 0 | . | 1 | 90 ELBOW | 150 | . | . | . | VARCF-305 | NO
90 ELBOW | 18 | 0 | . | 1 | 90 ELBOW | 150 | . | . | . | VARCF-304 | NO
90 ELBOW | 18 | 0 | . | 1 | 90 ELBOW | 250 | . | . | . | VARCF-304/305 | NO
90 ELBOW | 18 | 0 | . | 1 | 90 ELBOW | 250 | . | . | . | VARCF-304/305 | NO
90 ELBOW | 18 | 0 | . | 3 | 90 ELBOW | 150 | . | . | . | VARCF-305 | NO
90 ELBOW | 18 | 0 | . | 1 | 90 ELBOW | 250 | . | . | . | VARCF-305 | NO
90 ELBOW | 18 | 0 | . | 3 | 90 ELBOW | 200 | . | . | . | VARCF-305 | NO
90 ELBOW | 18 | 0 | . | 1 | 90 ELBOW | 250 | . | . | . | VARCF-304/305 | NO
90 ELBOW | 18 | 0 | . | 1 | 90 ELBOW | 200 | . | . | . | VARCF-304 | NO
90 ELBOW | 18 | 0 | . | 2 | 90 ELBOW | 200 | . | . | . | VARCF-304/305 | NO
90 ELBOW | 18 | 0 | . | 9 | 90 ELBOW | 150 | . | . | . | VARCF-305 | NO
90 ELBOW | 18 | 0 | . | 1 | 90 ELBOW | 150 | . | . | . | VARCF-305 | NO
90 ELBOW | 18 | 0 | . | 1 | 90 ELBOW | 200 | . | . | . | VARCF-305 | NO
90 ELBOW | 18 | 0 | . | 1 | 90 ELBOW | 200 | . | . | . | VARCF-304 | NO
90 ELBOW | 18 | 0 | . | 2 | 90 ELBOW | 200 | . | . | . | VARCF-304/305 | NO
90 ELBOW | 18 | 0 | . | 2 | 90 ELBOW | 250 | . | . | . | VFC-343 | NO
90 ELBOW | 18 | 0 | . | 1 | 90 ELBOW | 250 | . | . | . | VFC-343 | NO
90 ELBOW | 18 | 0 | . | 3 | 90 ELBOW | 200 | . | . | . | VARCF-304/305 | NO
90 ELBOW | 18 | 0 | . | 3 | 90 ELBOW | 150 | . | . | . | VARCF-302 | NO
90 ELBOW | 18 | 0 | . | 2 | 90 ELBOW | 150 | . | . | . | VARCF-304 | NO
90 ELBOW | 18 | 0 | . | 1 | 90 ELBOW | 250 | . | . | . | VARCF-305 | NO
90 ELBOW | 18 | 0 | . | 1 | 90 ELBOW | 200 | . | . | . | VARCF-305 | NO
90 ELBOW | 18 | 0 | . | 2 | 90 ELBOW | 150 | . | . | . | VARCF-304/305 | NO
90 ELBOW | 15 | 0 | . | 1 | 90 ELBOW | 150 | . | . | . | VARCF-304/305 | NO
90 ELBOW | 15 | 0 | . | 1 | 90 ELBOW | 150 | . | . | . | VARCF-304 | NO
90 ELBOW | 15 | 0 | . | 1 | 90 ELBOW | 150 | . | . | . | VARCF-304 | NO
90 ELBOW | 15 | 0 | . | 1 | 90 ELBOW | 150 | . | . | . | VARCF-304/305 | NO
90 ELBOW | 15 | 0 | . | 1 | 90 ELBOW | 150 | . | . | . | VARCF-304/305 | NO
90 ELBOW | 15 | 0 | . | 1 | 90 ELBOW | 200 | . | . | . | VARCF-304/305 | NO
90 ELBOW | 15 | 0 | . | 1 | 90 ELBOW | 250 | . | . | . | VARCF-304/305 | NO
90 ELBOW | 15 | 0 | . | 1 | 90 ELBOW | 200 | . | . | . | VARCF-304/305 | NO
90 ELBOW | 15 | 0 | . | 1 | 90 ELBOW | 150 | . | . | . | VARCF-305 | NO
90 ELBOW | 15 | 0 | . | 1 | 90 ELBOW | 200 | . | . | . | VARCF-304/305 | NO
90 ELBOW | 15 | 0 | . | 1 | 90 ELBOW | 200 | . | . | . | VARCF-304/305 | NO
90 ELBOW | 15 | 0 | . | 1 | 90 ELBOW | 150 | . | . | . | VARCF-305 | NO
90 ELBOW | 15 | 0 | . | 1 | 90 ELBOW | 150 | . | . | . | VARCF-305 | NO
90 ELBOW | 15 | 0 | . | 1 | 90 ELBOW | 200 | . | . | . | VARCF-305 | NO
90 ELBOW | 15 | 0 | . | 1 | 90 ELBOW | 150 | . | . | . | VARCF-304 | NO
90 ELBOW | 15 | 0 | . | 1 | 90 ELBOW | 150 | . | . | . | VARCF-304 | NO
90 ELBOW | 15 | 0 | . | 1 | 90 ELBOW | 150 | . | . | . | VARCF-305 | NO
90 ELBOW | 15 | 0 | . | 1 | 90 ELBOW | 150 | . | . | . | VARCF-304 | NO
90 ELBOW | 15 | 0 | . | 1 | 90 ELBOW | 150 | . | . | . | VARCF-305 | NO
90 ELBOW | 15 | 0 | . | 1 | 90 ELBOW | 150 | . | . | . | VARCF-305 | NO
90 ELBOW | 15 | 0 | . | 1 | 90 ELBOW | 150 | . | . | . | VARCF-304 | NO
90 ELBOW | 15 | 0 | . | 1 | 90 ELBOW | 150 | . | . | . | VARCF-304 | NO
90 ELBOW | 15 | 0 | . | 1 | 90 ELBOW | 150 | . | . | . | VARCF-305 | NO
90 ELBOW | 15 | 0 | . | 1 | 90 ELBOW | 150 | . | . | . | VARCF-304 | NO
90 ELBOW | 15 | 0 | . | 1 | 90 ELBOW | 150 | . | . | . | VARCF-305 | NO
90 ELBOW | 15 | 0 | . | 1 | 90 ELBOW | 150 | . | . | . | VARCF-305 | NO
90 ELBOW | 15 | 0 | . | 1 | 90 ELBOW | 150 | . | . | . | VARCF-304 | NO
90 ELBOW | 15 | 0 | . | 1 | 90 ELBOW | 200 | . | . | . | VARCF-304 | NO
90 ELBOW | 15 | 0 | . | 1 | 90 ELBOW | 200 | . | . | . | VARCF-305 | NO
90 ELBOW | 15 | 0 | . | 1 | 90 ELBOW | 200 | . | . | . | VARCF-304 | NO
90 ELBOW | 15 | 0 | . | 1 | 90 ELBOW | 250 | . | . | . | VARCF-304/305 | NO
90 ELBOW | 15 | 0 | . | 1 | 90 ELBOW | 250 | . | . | . | VARCF-304/305 | NO
90 ELBOW | 15 | 0 | . | 1 | 90 ELBOW | 300 | . | . | . | VARCF-304/305 | NO
90 ELBOW | 15 | 0 | . | 1 | 90 ELBOW | 300 | . | . | . | VARCF-304/305 | NO
90 ELBOW | 15 | 0 | . | 1 | 90 ELBOW | 200 | . | . | . | VARCF-305 | NO
90 ELBOW | 15 | 0 | . | 1 | 90 ELBOW | 350 | . | . | . | VARCF-305 | NO
90 ELBOW | 15 | 0 | . | 1 | 90 ELBOW | 250 | . | . | . | VARCF-304 | NO
90 ELBOW | 15 | 0 | . | 1 | 90 ELBOW | 300 | . | . | . | VARCF-304/305 | NO
90 ELBOW | 15 | 0 | . | 1 | 90 ELBOW | 150 | . | . | . | VARCF-304/305 | NO
90 ELBOW | 15 | 0 | . | 1 | 90 ELBOW | 150 | . | . | . | VARCF-304 | NO
90 ELBOW | 15 | 0 | . | 1 | 90 ELBOW | 150 | . | . | . | VARCF-304 | NO
90 ELBOW | 15 | 0 | . | 1 | 90 ELBOW | 150 | . | . | . | VARCF-305 | NO
90 ELBOW | 15 | 0 | . | 1 | 90 ELBOW | 300 | . | . | . | VARCF-304/305 | NO
90 ELBOW | 15 | 0 | . | 1 | 90 ELBOW | 300 | . | . | . | VARCF-304/305 | NO
90 ELBOW | 15 | 0 | . | 1 | 90 ELBOW | 150 | . | . | . | VARCF-302 | NO
90 ELBOW | 15 | 0 | . | 1 | 90 ELBOW | 200 | . | . | . | VARCF-305 | NO
90 ELBOW | 15 | 0 | . | 1 | 90 ELBOW | 150 | . | . | . | VARCF-305 | NO
90 ELBOW | 15 | 0 | . | 1 | 90 ELBOW | 150 | . | . | . | VARCF-305 | NO
90 ELBOW | 15 | 0 | . | 1 | 90 ELBOW | 150 | . | . | . | VARCF-305 | NO
90 ELBOW | 15 | 0 | . | 1 | 90 ELBOW | 150 | . | . | . | VARCF-305 | NO
90 ELBOW | 15 | 0 | . | 1 | 90 ELBOW | 150 | . | . | . | VARCF-305 | NO
90 ELBOW | 15 | 0 | . | 1 | 90 ELBOW | 150 | . | . | . | VARCF-302 | NO
90 ELBOW | 15 | 0 | . | 1 | 90 ELBOW | 200 | . | . | . | VARCF-304 | NO
90 ELBOW | 15 | 0 | . | 1 | 90 ELBOW | 150 | . | . | . | VARCF-302 | NO
90 ELBOW | 15 | 0 | . | 1 | 90 ELBOW | 150 | . | . | . | VARCF-305 | NO
90 ELBOW | 15 | 0 | . | 1 | 90 ELBOW | 150 | . | . | . | VARCF-302 | NO
90 ELBOW | 15 | 0 | . | 1 | 90 ELBOW | 300 | . | . | . | VARCF-305 | NO
90 ELBOW | 16 | 0 | . | 1 | 90 ELBOW | 250 | . | . | . | VARCF-302/304 | NO
90 ELBOW | 16 | 0 | . | 1 | 90 ELBOW | 150 | . | . | . | VARCF-302/304 | NO
90 ELBOW | 16 | 0 | . | 1 | 90 ELBOW | 150 | . | . | . | VARCF-302 | NO
90 ELBOW | 16 | 0 | . | 1 | 90 ELBOW | 150 | . | . | . | VARCF-304 | NO
90 ELBOW | 16 | 0 | . | 1 | 90 ELBOW | 150 | . | . | . | VARCF-302 | NO
90 ELBOW | 16 | 0 | . | 1 | 90 ELBOW | 250 | . | . | . | VARCF-304 | NO
90 ELBOW | 16 | 0 | . | 1 | 90 ELBOW | 200 | . | . | . | VARCF-302/304 | NO
90 ELBOW | 16 | 0 | . | 1 | 90 ELBOW | 200 | . | . | . | VARCF-304 | NO
90 ELBOW | 16 | 0 | . | 1 | 90 ELBOW | 200 | . | . | . | VARCF-302 | NO
90 ELBOW | 16 | 0 | . | 1 | 90 ELBOW | 200 | . | . | . | VARCF-302 | NO
90 ELBOW | 16 | 0 | . | 1 | 90 ELBOW | 250 | . | . | . | VARCF-302/304 | NO
90 ELBOW | 16 | 0 | . | 1 | 90 ELBOW | 250 | . | . | . | VARCF-302/304 | NO
90 ELBOW | 16 | 0 | . | 1 | 90 ELBOW | 250 | . | . | . | VARCF-302/304 | NO
90 ELBOW | 16 | 0 | . | 1 | 90 ELBOW | 250 | . | . | . | VARCF-302/304 | NO
90 ELBOW | 16 | 0 | . | 1 | 90 ELBOW | 250 | . | . | . | VARCF-302/304 | NO
90 ELBOW | 16 | 0 | . | 1 | 90 ELBOW | 250 | . | . | . | VARCF-302/304 | NO
90 ELBOW | 16 | 0 | . | 1 | 90 ELBOW | 250 | . | . | . | VARCF-302/304 | NO
90 ELBOW | 16 | 0 | . | 1 | 90 ELBOW | 250 | . | . | . | VARCF-302/304 | NO
90 ELBOW | 16 | 0 | . | 1 | 90 ELBOW | 250 | . | . | . | VARCF-302/304 | NO
90 ELBOW | 16 | 0 | . | 1 | 90 ELBOW | 250 | . | . | . | VARCF-302/304 | NO
90 ELBOW | 16 | 0 | . | 1 | 90 ELBOW | 250 | . | . | . | VARCF-302/304 | NO
90 ELBOW | 16 | 0 | . | 1 | 90 ELBOW | 150 | . | . | . | VARCF-304 | NO
90 ELBOW | 16 | 0 | . | 1 | 90 ELBOW | 150 | . | . | . | VARCF-304 | NO
90 ELBOW | 16 | 0 | . | 1 | 90 ELBOW | 150 | . | . | . | VARCF-304 | NO
90 ELBOW | 16 | 0 | . | 1 | 90 ELBOW | 150 | . | . | . | VARCF-304 | NO
90 ELBOW | 16 | 0 | . | 1 | 90 ELBOW | 150 | . | . | . | VARCF-304 | NO
90 ELBOW | 16 | 0 | . | 1 | 90 ELBOW | 150 | . | . | . | VARCF-304 | NO
90 ELBOW | 16 | 0 | . | 1 | 90 ELBOW | 150 | . | . | . | VARCF-304 | NO
90 ELBOW | 16 | 0 | . | 1 | 90 ELBOW | 150 | . | . | . | VARCF-304 | NO
90 ELBOW | 16 | 0 | . | 1 | 90 ELBOW | 300 | . | . | . | VARCF-302/304 | NO
90 ELBOW | 16 | 0 | . | 1 | 90 ELBOW | 200 | . | . | . | VARCF-302/304 | NO
90 ELBOW | 16 | 0 | . | 1 | 90 ELBOW | 350 | . | . | . | VARCF-302/304 | NO
90 ELBOW | 16 | 0 | . | 1 | 90 ELBOW | 200 | . | . | . | VARCF-304 | NO
90 ELBOW | 16 | 0 | . | 1 | 90 ELBOW | 200 | . | . | . | VARCF-302 | NO
90 ELBOW | 16 | 0 | . | 1 | 90 ELBOW | 350 | . | . | . | VARCF-304 | NO
90 ELBOW | 16 | 0 | . | 1 | 90 ELBOW | 350 | . | . | . | VARCF-304 | NO
90 ELBOW | 16 | 0 | . | 1 | 90 ELBOW | 150 | . | . | . | VARCF-304 | NO
90 ELBOW | 16 | 0 | . | 1 | 90 ELBOW | 200 | . | . | . | VARCF-304 | NO
90 ELBOW | 16 | 0 | . | 1 | 90 ELBOW | 200 | . | . | . | VARCF-302 | NO
90 ELBOW | 16 | 0 | . | 1 | 90 ELBOW | 200 | . | . | . | VARCF-304 | NO
90 ELBOW | 16 | 0 | . | 1 | 90 ELBOW | 200 | . | . | . | VARCF-302 | NO
90 ELBOW | 16 | 0 | . | 1 | 90 ELBOW | 150 | . | . | . | VARCF-302 | NO
90 ELBOW | 16 | 0 | . | 1 | 90 ELBOW | 200 | . | . | . | VARCF-304 | NO
90 ELBOW | 16 | 0 | . | 10 | 90 ELBOW | 150 | . | . | . | VARCF-304 | NO
90 ELBOW | 16 | 0 | . | 1 | 90 ELBOW | 150 | . | . | . | VARCF-304 | NO
90 ELBOW | 12 | 0 | . | 1 | 90 ELBOW | 150 | . | . | . | VARCF-305 | NO
90 ELBOW | 12 | 0 | . | 1 | 90 ELBOW | 150 | . | . | . | VARCF-305 | NO
90 ELBOW | 12 | 0 | . | 1 | 90 ELBOW | 150 | . | . | . | VARCF-304 | NO
90 ELBOW | 12 | 0 | . | 1 | 90 ELBOW | 250 | . | . | . | VARCF-304 | NO
90 ELBOW | 12 | 0 | . | 1 | 90 ELBOW | 200 | . | . | . | VARCF-304 | NO
90 ELBOW | 12 | 0 | . | 1 | 90 ELBOW | 150 | . | . | . | VARCF-305 | NO
90 ELBOW | 12 | 0 | . | 1 | 90 ELBOW | 150 | . | . | . | VARCF-304 | NO
90 ELBOW | 12 | 0 | . | 1 | 90 ELBOW | 150 | . | . | . | VARCF-304 | NO
90 ELBOW | 12 | 0 | . | 1 | 90 ELBOW | 150 | . | . | . | VARCF-305 | NO
90 ELBOW | 12 | 0 | . | 1 | 90 ELBOW | 150 | . | . | . | VARCF-305 | NO
90 ELBOW | 12 | 0 | . | 1 | 90 ELBOW | 150 | . | . | . | VARCF-304 | NO
90 ELBOW | 12 | 0 | . | 1 | 90 ELBOW | 150 | . | . | . | VARCF-304 | NO
90 ELBOW | 12 | 0 | . | 1 | 90 ELBOW | 150 | . | . | . | VARCF-305 | NO
90 ELBOW | 12 | 0 | . | 1 | 90 ELBOW | 150 | . | . | . | VARCF-305 | NO
90 ELBOW | 12 | 0 | . | 1 | 90 ELBOW | 150 | . | . | . | VARCF-304 | NO
90 ELBOW | 12 | 0 | . | 1 | 90 ELBOW | 150 | . | . | . | VARCF-304 | NO
90 ELBOW | 12 | 0 | . | 1 | 90 ELBOW | 150 | . | . | . | VARCF-305 | NO
90 ELBOW | 12 | 0 | . | 1 | 90 ELBOW | 200 | . | . | . | VARCF-304 | NO
90 ELBOW | 12 | 0 | . | 1 | 90 ELBOW | 150 | . | . | . | VARCF-305 | NO
90 ELBOW | 12 | 0 | . | 1 | 90 ELBOW | 150 | . | . | . | VARCF-304 | NO
90 ELBOW | 12 | 0 | . | 1 | 90 ELBOW | 150 | . | . | . | VARCF-304 | NO
90 ELBOW | 12 | 0 | . | 1 | 90 ELBOW | 150 | . | . | . | VARCF-305 | NO
90 ELBOW | 12 | 0 | . | 1 | 90 ELBOW | 150 | . | . | . | VARCF-305 | NO
90 ELBOW | 12 | 0 | . | 1 | 90 ELBOW | 150 | . | . | . | VARCF-304 | NO
90 ELBOW | 12 | 0 | . | 1 | 90 ELBOW | 150 | . | . | . | VARCF-304 | NO
90 ELBOW | 12 | 0 | . | 1 | 90 ELBOW | 150 | . | . | . | VARCF-305 | NO
90 ELBOW | 12 | 0 | . | 1 | 90 ELBOW | 150 | . | . | . | VARCF-305 | NO
90 ELBOW | 12 | 0 | . | 1 | 90 ELBOW | 150 | . | . | . | VARCF-304 | NO
90 ELBOW | 12 | 0 | . | 1 | 90 ELBOW | 150 | . | . | . | VARCF-304 | NO
90 ELBOW | 12 | 0 | . | 1 | 90 ELBOW | 150 | . | . | . | VARCF-305 | NO
90 ELBOW | 12 | 0 | . | 1 | 90 ELBOW | 200 | . | . | . | VARCF-304 | NO
90 ELBOW | 12 | 0 | . | 1 | 90 ELBOW | 200 | . | . | . | VARCF-304 | NO
90 ELBOW | 12 | 0 | . | 1 | 90 ELBOW | 200 | . | . | . | VARCF-304 | NO
90 ELBOW | 12 | 0 | . | 1 | 90 ELBOW | 200 | . | . | . | VARCF-304 | NO
90 ELBOW | 12 | 0 | . | 1 | 90 ELBOW | 200 | . | . | . | VARCF-304 | NO
90 ELBOW | 12 | 0 | . | 1 | 90 ELBOW | 300 | . | . | . | VARCF-304/305 | NO
90 ELBOW | 12 | 0 | . | 1 | 90 ELBOW | 300 | . | . | . | VARCF-304/305 | NO
90 ELBOW | 12 | 0 | . | 1 | 90 ELBOW | 250 | . | . | . | VARCF-304 | NO
90 ELBOW | 12 | 0 | . | 1 | 90 ELBOW | 150 | . | . | . | VARCF-305 | NO
90 ELBOW | 12 | 0 | . | 1 | 90 ELBOW | 150 | . | . | . | VARCF-304 | NO
90 ELBOW | 12 | 0 | . | 1 | 90 ELBOW | 150 | . | . | . | VARCF-304 | NO
90 ELBOW | 12 | 0 | . | 1 | 90 ELBOW | 150 | . | . | . | VARCF-305 | NO
90 ELBOW | 12 | 0 | . | 1 | 90 ELBOW | 200 | . | . | . | VARCF-305 | NO
90 ELBOW | 12 | 0 | . | 2 | 90 ELBOW | 300 | . | . | . | VARCF-304/305 | NO
90 ELBOW | 12 | 0 | . | 2 | 90 ELBOW | 250 | . | . | . | VARCF-305 | NO
90 ELBOW | 12 | 0 | . | 6 | 90 ELBOW | 150 | . | . | . | VARCF-305 | NO
90 ELBOW | 12 | 0 | . | 1 | 90 ELBOW | 250 | . | . | . | VARCF-304 | NO
90 ELBOW | 12 | 0 | . | 1 | 90 ELBOW | 150 | . | . | . | VARCF-304/305 | NO
90 ELBOW | 12 | 0 | . | 1 | 90 ELBOW | 150 | . | . | . | VARCF-304/305 | NO
90 ELBOW | 12 | 0 | . | 1 | 90 ELBOW | 150 | . | . | . | VARCF-304/305 | NO
90 ELBOW | 12 | 0 | . | 1 | 90 ELBOW | 250 | . | . | . | VARCF-304 | NO
90 ELBOW | 12 | 0 | . | 1 | 90 ELBOW | 250 | . | . | . | VARCF-304 | NO
90 ELBOW | 12 | 0 | . | 1 | 90 ELBOW | 250 | . | . | . | VARCF-304 | NO
90 ELBOW | 12 | 0 | . | 1 | 90 ELBOW | 250 | . | . | . | VARCF-304 | NO
90 ELBOW | 12 | 0 | . | 1 | 90 ELBOW | 150 | . | . | . | VARCF-304 | NO
90 ELBOW | 12 | 0 | . | 2 | 90 ELBOW | 250 | . | . | . | VARCF-304 | NO
90 ELBOW | 12 | 0 | . | 1 | 90 ELBOW | 200 | . | . | . | VARCF-304/305 | NO
90 ELBOW | 12 | 0 | . | 1 | 90 ELBOW | 200 | . | . | . | VARCF-304/305 | NO
90 ELBOW | 12 | 0 | . | 1 | 90 ELBOW | 200 | . | . | . | VARCF-304 | NO
90 ELBOW | 12 | 0 | . | 1 | 90 ELBOW | 200 | . | . | . | VARCF-302/304 | NO
90 ELBOW | 12 | 0 | . | 1 | 90 ELBOW | 150 | . | . | . | VARCF-304 | NO
90 ELBOW | 12 | 0 | . | 2 | 90 ELBOW | 200 | . | . | . | VARCF-302/304 | NO
90 ELBOW | 12 | 0 | . | 1 | 90 ELBOW | 250 | . | . | . | VARCF-302/304 | NO
90 ELBOW | 12 | 0 | . | 1 | 90 ELBOW | 250 | . | . | . | VARCF-304 | NO
90 ELBOW | 12 | 0 | . | 1 | 90 ELBOW | 200 | . | . | . | VARCF-304 | NO
90 ELBOW | 12 | 0 | . | 1 | 90 ELBOW | 200 | . | . | . | VARCF-302 | NO
90 ELBOW | 12 | 0 | . | 1 | 90 ELBOW | 200 | . | . | . | VARCF-302 | NO
90 ELBOW | 12 | 0 | . | 1 | 90 ELBOW | 200 | . | . | . | VARCF-302/304 | NO
90 ELBOW | 12 | 0 | . | 1 | 90 ELBOW | 150 | . | . | . | VARCF-302 | NO
90 ELBOW | 12 | 0 | . | 1 | 90 ELBOW | 150 | . | . | . | VARCF-304 | NO
90 ELBOW | 13 | 0 | . | 1 | 90 ELBOW | 350 | . | . | . | VARCF-304 | NO
90 ELBOW | 13 | 0 | . | 1 | 90 ELBOW | 300 | . | . | . | VARCF-302/304 | NO
90 ELBOW | 13 | 0 | . | 1 | 90 ELBOW | 300 | . | . | . | VARCF-302/304 | NO
90 ELBOW | 13 | 0 | . | 1 | 90 ELBOW | 300 | . | . | . | VARCF-302/304 | NO
90 ELBOW | 13 | 0 | . | 1 | 90 ELBOW | 300 | . | . | . | VARCF-302/304 | NO
90 ELBOW | 13 | 0 | . | 1 | 90 ELBOW | 350 | . | . | . | VARCF-302 | NO
90 ELBOW | 13 | 0 | . | 1 | 90 ELBOW | 350 | . | . | . | VARCF-304 | NO
90 ELBOW | 13 | 0 | . | 1 | 90 ELBOW | 350 | . | . | . | VARCF-304 | NO
90 ELBOW | 13 | 0 | . | 3 | 90 ELBOW | 300 | . | . | . | VARCF-302/304 | NO
90 ELBOW | 13 | 0 | . | 1 | 90 ELBOW | 250 | . | . | . | VARCF-302 | NO
90 ELBOW | 13 | 0 | . | 1 | 90 ELBOW | 200 | . | . | . | VARCF-304 | NO
90 ELBOW | 13 | 0 | . | 2 | 90 ELBOW | 200 | . | . | . | VARCF-302/304 | NO
90 ELBOW | 13 | 0 | . | 1 | 90 ELBOW | 200 | . | . | . | VARCF-302/304 | NO
90 ELBOW | 13 | 0 | . | 1 | 90 ELBOW | 200 | . | . | . | VARCF-302/304 | NO
90 ELBOW | 13 | 0 | . | 1 | 90 ELBOW | 200 | . | . | . | VARCF-302/304 | NO
90 ELBOW | 13 | 0 | . | 1 | 90 ELBOW | 200 | . | . | . | VARCF-302/304 | NO
90 ELBOW | 13 | 0 | . | 1 | 90 ELBOW | 200 | . | . | . | VARCF-302/304 | NO
90 ELBOW | 13 | 0 | . | 1 | 90 ELBOW | 200 | . | . | . | VARCF-302/304 | NO
90 ELBOW | 13 | 0 | . | 1 | 90 ELBOW | 200 | . | . | . | VARCF-302/304 | NO
90 ELBOW | 13 | 0 | . | 1 | 90 ELBOW | 200 | . | . | . | VARCF-302/304 | NO
90 ELBOW | 13 | 0 | . | 1 | 90 ELBOW | 200 | . | . | . | VARCF-302/304 | NO
90 ELBOW | 13 | 0 | . | 1 | 90 ELBOW | 250 | . | . | . | VARCF-302/304 | NO
90 ELBOW | 13 | 0 | . | 1 | 90 ELBOW | 250 | . | . | . | VARCF-302/304 | NO
90 ELBOW | 13 | 0 | . | 1 | 90 ELBOW | 150 | . | . | . | VARCF-304 | NO
90 ELBOW | 13 | 0 | . | 1 | 90 ELBOW | 150 | . | . | . | VARCF-304 | NO
90 ELBOW | 13 | 0 | . | 1 | 90 ELBOW | 150 | . | . | . | VARCF-304 | NO
90 ELBOW | 13 | 0 | . | 1 | 90 ELBOW | 150 | . | . | . | VARCF-304 | NO
90 ELBOW | 13 | 0 | . | 1 | 90 ELBOW | 150 | . | . | . | VARCF-304 | NO
90 ELBOW | 13 | 0 | . | 1 | 90 ELBOW | 150 | . | . | . | VARCF-304 | NO
90 ELBOW | 13 | 0 | . | 1 | 90 ELBOW | 150 | . | . | . | VARCF-304 | NO
90 ELBOW | 13 | 0 | . | 1 | 90 ELBOW | 250 | . | . | . | VARCF-302/304 | NO
90 ELBOW | 13 | 0 | . | 1 | 90 ELBOW | 150 | . | . | . | VARCF-302/304 | NO
90 ELBOW | 13 | 0 | . | 1 | 90 ELBOW | 200 | . | . | . | VARCF-302/304 | NO
90 ELBOW | 13 | 0 | . | 1 | 90 ELBOW | 200 | . | . | . | VARCF-302/304 | NO
90 ELBOW | 13 | 0 | . | 1 | 90 ELBOW | 150 | . | . | . | VARCF-304 | NO
90 ELBOW | 13 | 0 | . | 1 | 90 ELBOW | 150 | . | . | . | VARCF-302 | NO
90 ELBOW | 13 | 0 | . | 1 | 90 ELBOW | 150 | . | . | . | VARCF-304 | NO
90 ELBOW | 13 | 0 | . | 1 | 90 ELBOW | 350 | . | . | . | VARCF-304 | NO
90 ELBOW | 13 | 0 | . | 1 | 90 ELBOW | 200 | . | . | . | VARCF-304 | NO
90 ELBOW | 13 | 0 | . | 1 | 90 ELBOW | 300 | . | . | . | VARCF-302/304 | NO
90 ELBOW | 13 | 0 | . | 1 | 90 ELBOW | 300 | . | . | . | VARCF-302/304 | NO
90 ELBOW | 13 | 0 | . | 8 | 90 ELBOW | 150 | . | . | . | VARCF-304 | NO
90 ELBOW | 13 | 0 | . | 1 | 90 ELBOW | 150 | . | . | . | VARCF-302 | NO
90 ELBOW | 9 | 0 | . | 1 | 90 ELBOW | 200 | . | . | . | VARCF-305 | NO
90 ELBOW | 9 | 0 | . | 1 | 90 ELBOW | 150 | . | . | . | VARCF-305 | NO
90 ELBOW | 9 | 0 | . | 1 | 90 ELBOW | 150 | . | . | . | VARCF-305 | NO
90 ELBOW | 9 | 0 | . | 1 | 90 ELBOW | 150 | . | . | . | VARCF-305 | NO
90 ELBOW | 9 | 0 | . | 18 | 90 ELBOW | 150 | . | . | . | VARCF-305 | NO
90 ELBOW | 9 | 0 | . | 1 | 90 ELBOW | 150 | . | . | . | VARCF-305 | NO
90 ELBOW | 9 | 0 | . | 1 | 90 ELBOW | 150 | . | . | . | VARCF-304 | NO
90 ELBOW | 9 | 0 | . | 1 | 90 ELBOW | 150 | . | . | . | VARCF-305 | NO
90 ELBOW | 9 | 0 | . | 1 | 90 ELBOW | 150 | . | . | . | VARCF-304 | NO
90 ELBOW | 9 | 0 | . | 1 | 90 ELBOW | 200 | . | . | . | VARCF-304/305 | NO
90 ELBOW | 9 | 0 | . | 1 | 90 ELBOW | 150 | . | . | . | VARCF-305 | NO
90 ELBOW | 9 | 0 | . | 1 | 90 ELBOW | 150 | . | . | . | VARCF-304 | NO
90 ELBOW | 9 | 0 | . | 1 | 90 ELBOW | 250 | . | . | . | VARCF-304/305 | NO
90 ELBOW | 9 | 0 | . | 1 | 90 ELBOW | 200 | . | . | . | VARCF-304/305 | NO
90 ELBOW | 9 | 0 | . | 1 | 90 ELBOW | 200 | . | . | . | VARCF-304 | NO
90 ELBOW | 9 | 0 | . | 1 | 90 ELBOW | 200 | . | . | . | VARCF-304 | NO
90 ELBOW | 9 | 0 | . | 1 | 90 ELBOW | 150 | . | . | . | VARCF-304 | NO
90 ELBOW | 9 | 0 | . | 2 | 90 ELBOW | 250 | . | . | . | VARCF-304/305 | NO
90 ELBOW | 9 | 0 | . | 1 | 90 ELBOW | 200 | . | . | . | VARCF-304/305 | NO
90 ELBOW | 9 | 0 | . | 1 | 90 ELBOW | 200 | . | . | . | VARCF-304/305 | NO
90 ELBOW | 9 | 0 | . | 1 | 90 ELBOW | 200 | . | . | . | VARCF-304/305 | NO
90 ELBOW | 9 | 0 | . | 1 | 90 ELBOW | 200 | . | . | . | VARCF-304/305 | NO
90 ELBOW | 9 | 0 | . | 1 | 90 ELBOW | 200 | . | . | . | VARCF-304/305 | NO
90 ELBOW | 9 | 0 | . | 1 | 90 ELBOW | 150 | . | . | . | VARCF-304 | NO
90 ELBOW | 9 | 0 | . | 1 | 90 ELBOW | 150 | . | . | . | VARCF-304 | NO
90 ELBOW | 9 | 0 | . | 1 | 90 ELBOW | 200 | . | . | . | VARCF-304 | NO
90 ELBOW | 9 | 0 | . | 1 | 90 ELBOW | 150 | . | . | . | VARCF-304 | NO
90 ELBOW | 9 | 0 | . | 1 | 90 ELBOW | 150 | . | . | . | VARCF-304 | NO
90 ELBOW | 9 | 0 | . | 1 | 90 ELBOW | 150 | . | . | . | VARCF-304 | NO
90 ELBOW | 9 | 0 | . | 1 | 90 ELBOW | 150 | . | . | . | VARCF-304 | NO
90 ELBOW | 9 | 0 | . | 1 | 90 ELBOW | 200 | . | . | . | VARCF-304/305 | NO
90 ELBOW | 9 | 0 | . | 1 | 90 ELBOW | 200 | . | . | . | VARCF-304/305 | NO
90 ELBOW | 9 | 0 | . | 1 | 90 ELBOW | 150 | . | . | . | VARCF-304/305 | NO
90 ELBOW | 9 | 0 | . | 1 | 90 ELBOW | 200 | . | . | . | VARCF-304/305 | NO
90 ELBOW | 9 | 0 | . | 1 | 90 ELBOW | 250 | . | . | . | VARCF-304/305 | NO
90 ELBOW | 9 | 0 | . | 1 | 90 ELBOW | 250 | . | . | . | VARCF-304/305 | NO
90 ELBOW | 9 | 0 | . | 1 | 90 ELBOW | 250 | . | . | . | VARCF-304/305 | NO
90 ELBOW | 9 | 0 | . | 1 | 90 ELBOW | 305 | . | . | . | VE-314-VE-0001 | NO
90 ELBOW | 9 | 0 | . | 1 | 90 ELBOW | 100 | . | . | . | VARCF-304 | NO
90 ELBOW | 9 | 0 | . | 1 | 90 ELBOW | 150 | . | . | . | VARCF-304 | NO
90 ELBOW | 9 | 0 | . | 1 | 90 ELBOW | 150 | . | . | . | VARCF-304 | NO
90 ELBOW | 9 | 0 | . | 1 | 90 ELBOW | 150 | . | . | . | VARCF-305 | NO
90 ELBOW | 9 | 0 | . | 2 | 90 ELBOW | 250 | . | . | . | VFC-347 | NO
90 ELBOW | 9 | 0 | . | 1 | 90 ELBOW | 150 | . | . | . | VARCF-304 | NO
90 ELBOW | 9 | 0 | . | 1 | 90 ELBOW | 150 | . | . | . | VARCF-302 | NO
90 ELBOW | 9 | 0 | . | 1 | 90 ELBOW | 150 | . | . | . | VARCF-302 | NO
90 ELBOW | 9 | 0 | . | 2 | 90 ELBOW | 200 | . | . | . | VARCF-304 | NO
90 ELBOW | 9 | 0 | . | 1 | 90 ELBOW | 150 | . | . | . | VARCF-302/304 | NO
90 ELBOW | 9 | 0 | . | 1 | 90 ELBOW | 150 | . | . | . | VARCF-304 | NO
90 ELBOW | 9 | 0 | . | 1 | 90 ELBOW | 150 | . | . | . | VARCF-304 | NO
90 ELBOW | 9 | 0 | . | 1 | 90 ELBOW | 250 | . | . | . | VARCF-304 | NO
90 ELBOW | 9 | 0 | . | 1 | 90 ELBOW | 150 | . | . | . | VARCF-304 | NO
90 ELBOW | 9 | 0 | . | 1 | 90 ELBOW | 150 | . | . | . | VARCF-302 | NO
90 ELBOW | 9 | 0 | . | 1 | 90 ELBOW | 150 | . | . | . | VARCF-302 | NO
90 ELBOW | 9 | 0 | . | 1 | 90 ELBOW | 150 | . | . | . | VARCF-302 | NO
90 ELBOW | 9 | 0 | . | 1 | 90 ELBOW | 250 | . | . | . | VARCF-304 | NO
90 ELBOW | 9 | 0 | . | 1 | 90 ELBOW | 250 | . | . | . | VARCF-302 | NO
90 ELBOW | 9 | 0 | . | 1 | 90 ELBOW | 150 | . | . | . | VARCF-302/304 | NO
90 ELBOW | 9 | 0 | . | 1 | 90 ELBOW | 150 | . | . | . | VARCF-302/304 | NO
90 ELBOW | 9 | 0 | . | 2 | 90 ELBOW | 250 | . | . | . | VARCF-302/304 | NO
90 ELBOW | 9 | 0 | . | 2 | 90 ELBOW | 250 | . | . | . | VARCF-304/305 | NO
90 ELBOW | 9 | 0 | . | 2 | 90 ELBOW | 150 | . | . | . | VARCF-304 | NO
90 ELBOW | 10 | 0 | . | 2 | 90 ELBOW | 250 | . | . | . | VARCF-302/304 | NO
90 ELBOW | 10 | 0 | . | 1 | 90 ELBOW | 150 | . | . | . | VARCF-302 | NO
90 ELBOW | 10 | 0 | . | 1 | 90 ELBOW | 150 | . | . | . | VARCF-304 | NO
90 ELBOW | 10 | 0 | . | 1 | 90 ELBOW | 150 | . | . | . | VARCF-304 | NO
90 ELBOW | 10 | 0 | . | 1 | 90 ELBOW | 150 | . | . | . | VARCF-302 | NO
90 ELBOW | 10 | 0 | . | 1 | 90 ELBOW | 150 | . | . | . | VARCF-302 | NO
90 ELBOW | 10 | 0 | . | 1 | 90 ELBOW | 250 | . | . | . | VARCF-302/304 | NO
90 ELBOW | 10 | 0 | . | 1 | 90 ELBOW | 250 | . | . | . | VARCF-302/304 | NO
90 ELBOW | 10 | 0 | . | 1 | 90 ELBOW | 150 | . | . | . | VARCF-302 | NO
90 ELBOW | 10 | 0 | . | 1 | 90 ELBOW | 250 | . | . | . | VARCF-302/304 | NO
90 ELBOW | 10 | 0 | . | 2 | 90 ELBOW | 300 | . | . | . | VARCF-302/304 | NO
90 ELBOW | 10 | 0 | . | 1 | 90 ELBOW | 350 | . | . | . | VARCF-302 | NO
90 ELBOW | 10 | 0 | . | 2 | 90 ELBOW | 350 | . | . | . | VARCF-302 | NO
90 ELBOW | 10 | 0 | . | 1 | 90 ELBOW | 100 | . | . | . | VARCF-304 | NO
90 ELBOW | 10 | 0 | . | 1 | 90 ELBOW | 100 | . | . | . | VARCF-302 | NO
90 ELBOW | 10 | 0 | . | 1 | 90 ELBOW | 350 | . | . | . | VARCF-302/304 | NO
90 ELBOW | 10 | 0 | . | 1 | 90 ELBOW | 350 | . | . | . | VARCF-302/304 | NO
90 ELBOW | 10 | 0 | . | 1 | 90 ELBOW | 250 | . | . | . | VARCF-302/304 | NO
90 ELBOW | 10 | 0 | . | 1 | 90 ELBOW | 200 | . | . | . | VARCF-302/304 | NO
90 ELBOW | 10 | 0 | . | 1 | 90 ELBOW | 200 | . | . | . | VARCF-302/304 | NO
90 ELBOW | 10 | 0 | . | 1 | 90 ELBOW | 200 | . | . | . | VARCF-304 | NO
90 ELBOW | 10 | 0 | . | 1 | 90 ELBOW | 300 | . | . | . | VARCF-304 | NO
90 ELBOW | 10 | 0 | . | 1 | 90 ELBOW | 150 | . | . | . | VARCF-302 | NO
90 ELBOW | 10 | 0 | . | 1 | 90 ELBOW | 200 | . | . | . | VARCF-302/304 | NO
90 ELBOW | 10 | 0 | . | 1 | 90 ELBOW | 200 | . | . | . | VARCF-302/304 | NO
90 ELBOW | 10 | 0 | . | 1 | 90 ELBOW | 350 | . | . | . | VARCF-304 | NO
90 ELBOW | 10 | 0 | . | 1 | 90 ELBOW | 250 | . | . | . | VARCF-302/304 | NO
90 ELBOW | 26 | 0 | . | 1 | 90 ELBOW | 150 | . | . | . | VF-361-VF-0001 | NO
90 ELBOW | 26 | 0 | . | 2 | 90 ELBOW | 305 | . | . | . | VE-314-VE-0001 | NO
90 ELBOW | 12 | 0 | . | 1 | 90 ELBOW | 150 | . | . | . | VARCF-305 | NO
90 ELBOW | 12 | 0 | . | 2 | 90 ELBOW | 250 | . | . | . | VARCF-304/305 | NO
CANEVAS | 3 | 0 | . | 1 | CANEVAS | 950X800 | . | . | . | VARC-312-VA-0001 | NO
CANEVAS | 3 | 0 | . | 1 | CANEVAS | 950X800 | . | . | . | VARC-312-VA-0001 | NO
CANEVAS | 3 | 0 | . | 1 | CANEVAS | 550X400 | . | . | . | VARC-311-VA-0001 | NO
CANEVAS | 3 | 0 | . | 1 | CANEVAS | 550X450 | . | . | . | VARC-311-VA-0001 | NO
CANEVAS | 5 | 0 | . | 1 | CANEVAS | 300X150 | . | . | . | VC-383-VA-0001 | NO
CANEVAS | 5 | 0 | . | 1 | CANEVAS | 200 | . | . | . | VC-383-VA-0001 | NO
CANEVAS | 24 | 0 | . | 1 | CANEVAS | 1219X813 | . | . | LOW PRESSURE | VFC-342 | NO
CANEVAS | 24 | 0 | . | 1 | CANEVAS | 610X406 | . | . | LOW PRESSURE | VFC-341 | NO
CANEVAS | 24 | 0 | . | 1 | CANEVAS | 610X406 | . | . | LOW PRESSURE | VFC-341 | NO
CANEVAS | 33 | 0 | . | 1 | CANEVAS | 1524X1016 | . | . | . | VE-314-VE-0001 | NO
CANEVAS | 33 | 0 | . | 1 | CANEVAS | 1524X1016 | . | . | . | VE-314-VE-0001 | NO
CANEVAS | 33 | 0 | . | 1 | CANEVAS | 1524X1219 | . | . | . | VACF-301 | NO
CANEVAS | 33 | 0 | . | 1 | CANEVAS | 1165X914 | . | . | . | VACF-301 | NO
CANEVAS | 33 | 0 | . | 1 | CANEVAS | 1524X1016 | . | . | . | VACF-301 | NO
CANEVAS | 33 | 0 | . | 1 | CANEVAS | 1524X1219 | . | . | . | VACF-301 | NO
CANEVAS | 24 | 0 | . | 1 | CANEVAS | 1500X1500 | . | . | . | VARCF-304 | NO
CANEVAS | 24 | 0 | . | 1 | CANEVAS | 1500X1500 | . | . | . | VARCF-305 | NO
CANEVAS | 24 | 0 | . | 1 | CANEVAS | 1500X1450 | . | . | . | VARCF-305 | NO
CANEVAS | 24 | 0 | . | 1 | CANEVAS | 1500X1450 | . | . | . | VARCF-304 | NO
CANEVAS | 24 | 0 | . | 1 | CANEVAS | 1154X1013 | . | . | . | VF-363-VF-0001 | NO
CANEVAS | 24 | 0 | . | 1 | CANEVAS | 1154X1013 | . | . | . | VF-369-VF-0001 | NO
CANEVAS | 18 | 0 | . | 1 | CANEVAS | 650X300 | . | . | LOW PRESSURE | VFC-343 | NO
CANEVAS | 18 | 0 | . | 1 | CANEVAS | 900X500 | . | . | LOW PRESSURE | VFC-343 | NO
CANEVAS | 12 | 0 | . | 1 | CANEVAS | 900X500 | . | . | LOW PRESSURE | VFC-345 | NO
CANEVAS | 12 | 0 | . | 1 | CANEVAS | 650X300 | . | . | LOW PRESSURE | VFC-345 | NO
CANEVAS | 33 | 0 | . | 1 | CANEVAS | 1500X1500 | . | . | . | VARCF-303 | NO
CANEVAS | 33 | 0 | . | 1 | CANEVAS | 1500X1500 | . | . | . | VARCF-302 | NO
CANEVAS | 33 | 0 | . | 1 | CANEVAS | 1500X1500 | . | . | . | VARCF-302 | NO
CANEVAS | 33 | 0 | . | 1 | CANEVAS | 1500X1500 | . | . | . | VARCF-303 | NO
CANEVAS | 33 | 0 | . | 1 | CANEVAS | 1500X1500 | . | . | . | VARCF-305 | NO
CANEVAS | 33 | 0 | . | 1 | CANEVAS | 1500X1500 | . | . | . | VARCF-304 | NO
CANEVAS | 33 | 0 | . | 1 | CANEVAS | 1500X1500 | . | . | . | VARCF-305 | NO
CANEVAS | 33 | 0 | . | 1 | CANEVAS | 1500X1500 | . | . | . | VARCF-304 | NO
CANEVAS | 26 | 0 | . | 1 | CANEVAS | 1500X1400 | . | . | . | VARCF-302 | NO
CANEVAS | 26 | 0 | . | 1 | CANEVAS | 1500X1400 | . | . | . | VARCF-303 | NO
CANEVAS | 26 | 0 | . | 1 | CANEVAS | 1500X1500 | . | . | . | VARCF-303 | NO
CANEVAS | 26 | 0 | . | 1 | CANEVAS | 1500X1500 | . | . | . | VARCF-302 | NO
CANEVAS | 26 | 0 | . | 1 | CANEVAS | 700X400 | . | . | . | VF-361-VF-0001 | NO
CANEVAS | 26 | 0 | . | 1 | CANEVAS | 550X250 | . | . | . | VF-361-VF-0001 | NO
CANEVAS | 26 | 0 | . | 1 | CANEVAS | 1473X914 | . | . | . | VACF-301 | NO
CANEVAS | 26 | 0 | . | 1 | CANEVAS | 1450X610 | . | . | . | VACF-301 | NO
CANEVAS | 26 | 0 | . | 1 | CANEVAS | 650X500 | . | . | . | VF-362-VF-0001 | NO
CANEVAS | 26 | 0 | . | 1 | CANEVAS | 1200X800 | . | . | . | VF-362-VF-0001 | NO
CANEVAS | 26 | 0 | . | 2 | CANEVAS | 800X400 | . | . | . | VE-315-VE-0001 | NO
CANEVAS | 33 | 0 | . | 1 | CANEVAS | 800X400 | . | . | . | VE-315-VE-0001 | NO
CANEVAS | 33 | 0 | . | 1 | CANEVAS | 800X400 | . | . | . | VE-315-VE-0001 | NO
CANEVAS | 27 | 0 | . | 1 | CANEVAS | 1372X813 | . | . | . | VARC-310-VA-0001 | NO
CANEVAS | 27 | 0 | . | 1 | CANEVAS | 1118X1016 | . | . | . | VARC-310-VA-0001 | NO
CANEVAS | 27 | 0 | . | 1 | CANEVAS | 1473X914 | . | . | . | VE-314-VE-0001 | NO
CANEVAS | 27 | 0 | . | 1 | CANEVAS | 1524X1016 | . | . | . | VE-314-VE-0001 | NO
CANEVAS | 27 | 0 | . | 1 | CANEVAS | 1118X1016 | . | . | . | VARC-310-VR-0001 | NO
CANEVAS | 27 | 0 | . | 1 | CANEVAS | 1118X1016 | . | . | . | VARC-310-VR-0001 | NO
CANEVAS | 25 | 0 | . | 1 | CANEVAS | 881 | . | . | . | VE-331-VE-0001 | NO
CANEVAS | 25 | 0 | . | 1 | CANEVAS | 881 | . | . | . | VE-331-VE-0002 | NO
CANEVAS | 25 | 0 | . | 1 | CANEVAS | 457X457 | . | . | . | VA-333-VA-0001 | NO
CANEVAS | 26 | 0 | . | 1 | CANEVAS | 1473X914 | . | . | . | VACF-301 | NO
CANEVAS | 26 | 0 | . | 1 | CANEVAS | 1450X610 | . | . | . | VACF-301 | NO
CANEVAS | 3 | 0 | . | 1 | CANEVAS | 550X450 | . | . | . | VARC-311-VR-0001 | NO
CANEVAS | 3 | 0 | . | 1 | CANEVAS | 800X700 | . | . | . | VARC-311-VR-0001 | NO
CANEVAS | 3 | 0 | . | 1 | CANEVAS | 750X500 | . | . | . | VF-368-VF-0001 | NO
CANEVAS | 3 | 0 | . | 1 | CANEVAS | 1200X800 | . | . | . | VF-368-VF-0001 | NO
CANEVAS | 3 | 0 | . | 1 | CANEVAS | 600X400 | . | . | . | VF-364-VF-0001 | NO
CANEVAS | 3 | 0 | . | 1 | CANEVAS | 900X500 | . | . | . | VF-364-VF-0001 | NO
CANEVAS | 3 | 0 | . | 2 | CANEVAS | 950X800 | . | . | . | VARC-312-VR-0001 | NO
CANEVAS | 3 | 0 | . | 1 | CANEVAS | 850X700 | . | . | . | VF-365-VF-0001 | NO
CANEVAS | 3 | 0 | . | 1 | CANEVAS | 1219X813 | . | . | . | VF-365-VF-0001 | NO
CANEVAS | 15 | 0 | . | 1 | CANEVAS | 650X300 | . | . | LOW PRESSURE | VFC-344 | NO
CANEVAS | 15 | 0 | . | 1 | CANEVAS | 900X500 | . | . | LOW PRESSURE | VFC-344 | NO
CANEVAS | 12 | 0 | . | 1 | CANEVAS | 900X500 | . | . | LOW PRESSURE | VFC-346 | NO
CANEVAS | 12 | 0 | . | 1 | CANEVAS | 650X300 | . | . | LOW PRESSURE | VFC-346 | NO
CANEVAS | 9 | 0 | . | 1 | CANEVAS | 650X300 | . | . | LOW PRESSURE | VFC-347 | NO
CANEVAS | 9 | 0 | . | 1 | CANEVAS | 900X500 | . | . | LOW PRESSURE | VFC-347 | NO
CANEVAS | 5 | 0 | . | 1 | CANEVAS | 900X900 | . | . | LOW PRESSURE | VFC-348 | NO
CANEVAS | 5 | 0 | . | 1 | CANEVAS | 450X300 | . | . | LOW PRESSURE | VFC-348 | NO
CANEVAS | 33 | 0 | . | 1 | CANEVAS | 150 | . | . | . | VF-361-VF-0001 | NO
CANEVAS | 33 | 0 | . | 1 | CANEVAS | 150 | . | . | . | VF-361-VF-0001 | NO
CANEVAS | 33 | 0 | . | 1 | CANEVAS | 800X400 | . | . | . | VE-315-VE-0001 | NO
CANEVAS | 32 | 0 | . | 1 | CANEVAS | 1250X550 | . | . | . | VARC-312-VA-0001 | NO
CANEVAS | 32 | 0 | . | 1 | CANEVAS | 1000X900 | . | . | . | VARC-312-VA-0001 | NO
FIRE DAMPER | 2 | 0 | . | 1 | RCF | 300X200 | . | . | LOW PRESSURE | VARCF-304/305 | NO
FIRE DAMPER | 2 | 0 | . | 1 | RCF | 300X200 | . | . | LOW PRESSURE | VARCF-304/305 | NO
FIRE DAMPER | 3 | 0 | . | 1 | RCF | 1000X400 | . | . | . | VF-368-VF-0001 | NO
FIRE DAMPER | 3 | 0 | . | 1 | RCF | 750X250 | . | . | . | VF-368-VF-0001 | NO
FIRE DAMPER | 3 | 0 | . | 1 | RCF | 550X300 | . | . | . | VF-368-VF-0001 | NO
FIRE DAMPER | 3 | 0 | . | 1 | RCF | 450X250 | . | . | . | VF-368-VF-0001 | NO
FIRE DAMPER | 3 | 0 | . | 1 | RCF | 1000X400 | . | . | . | VF-368-VF-0001 | NO
FIRE DAMPER | 3 | 0 | . | 1 | RCF | 750X500 | . | . | . | VF-368-VF-0001 | NO
FIRE DAMPER | 3 | 0 | . | 1 | RCF | 1150X500 | . | . | . | VARCF-305 | NO
FIRE DAMPER | 3 | 0 | . | 2 | RCF | 1050X450 | . | . | . | VARCF-304 | NO
FIRE DAMPER | 3 | 0 | . | 1 | RCF | 1000X900 | . | . | . | VARC-312-VR-0001 | NO
FIRE DAMPER | 3 | 0 | . | 1 | RCF | 1200X900 | . | . | . | VF-365-VF-0001 | NO
FIRE DAMPER | 3 | 0 | . | 1 | RCF | 850X700 | . | . | . | VF-365-VF-0001 | NO
FIRE DAMPER | 3 | 0 | . | 1 | RCF | 550X450 | . | . | . | VARC-311-VA-0001 | NO
FIRE DAMPER | 21 | 0 | . | 1 | RCF | 800X600 | w/ 1” ACOUSTICAL LINING | . | . | TRANSFER DUCT | NO
FIRE DAMPER | 21 | 0 | . | 1 | RCF | 800X300 | w/ 1” ACOUSTICAL LINING | . | . | TRANSFER DUCT | NO
FIRE DAMPER | 24 | 0 | . | 1 | RCF | 1727X1575 | . | . | . | VARCF-303 | NO
FIRE DAMPER | 24 | 0 | . | 1 | RCF | 1981X1575 | . | . | . | VARCF-305 | NO
FIRE DAMPER | 24 | 0 | . | 1 | RCF | 356X356 | . | . | . | VE-309-VE-0001 | NO
FIRE DAMPER | 24 | 0 | . | 1 | RCF | 559X406 | . | . | . | VE-314-VE-0001 | NO
FIRE DAMPER | 24 | 0 | . | 1 | RCF | 1200X650 | w/ 1” ACOUSTICAL LINING | . | . | TRANSFER DUCT | NO
FIRE DAMPER | 22 | 0 | . | 1 | RCF | 600X450 | . | . | . | VARCF-303 | NO
FIRE DAMPER | 33 | 0 | . | 2 | RCF | 1200X500 | . | . | . | VARCF-304/305 | NO
FIRE DAMPER | 33 | 0 | . | 1 | RCF | 610X356 | . | . | . | VACF-301 | NO
FIRE DAMPER | 32 | 0 | . | 1 | RCF | 1250X550 | . | . | . | VARC-312-VA-0001 | NO
FIRE DAMPER | 3 | 0 | . | 1 | RCF | 300X250 | . | . | . | VARCF-305 | NO
FIRE DAMPER | 3 | 0 | . | 1 | RCF | 300X200 | . | . | . | VARCF-304 | NO
FIRE DAMPER | 6 | 0 | . | 1 | RCF | 800X300 | . | . | . | VF-364-VF-0001 | NO
FIRE DAMPER | 6 | 0 | . | 1 | RCF | 600X400 | . | . | . | VF-364-VF-0001 | NO
FIRE DAMPER | 6 | 0 | . | 1 | RCF | 500X400 | . | . | . | VF-364-VF-0001 | NO
FIRE DAMPER | 19 | 0 | . | 1 | RCF | 900X450 | . | . | . | VARCF-303 | NO
FIRE DAMPER | 19 | 0 | . | 1 | RCF | 600X450 | . | . | . | VARCF-303 | NO
FIRE DAMPER | 18 | 0 | . | 1 | RCF | 600X350 | w/ 1” ACOUSTICAL LINING | . | . | TRANSFER DUCT | NO
FIRE DAMPER | 18 | 0 | . | 1 | RCF | 800X600 | w/ 1” ACOUSTICAL LINING | . | . | TRANSFER DUCT | NO
FIRE DAMPER | 18 | 0 | . | 1 | RCF | 1150X450 | . | . | . | VARCF-305 | NO
FIRE DAMPER | 15 | 0 | . | 1 | RCF | 600X350 | w/ 1” ACOUSTICAL LINING | . | . | TRANSFER DUCT | NO
FIRE DAMPER | 15 | 0 | . | 1 | RCF | 800X400 | w/ 1” ACOUSTICAL LINING | . | . | TRANSFER DUCT | NO
FIRE DAMPER | 16 | 0 | . | 1 | RCF | 800X400 | . | . | . | VARCF-303 | NO
FIRE DAMPER | 16 | 0 | . | 1 | RCF | 600X450 | . | . | . | VARCF-303 | NO
FIRE DAMPER | 12 | 0 | . | 1 | RCF | 800X300 | w/ 1” ACOUSTICAL LINING | . | . | TRANSFER DUCT | NO
FIRE DAMPER | 12 | 0 | . | 1 | RCF | 600X350 | w/ 1” ACOUSTICAL LINING | . | . | TRANSFER DUCT | NO
FIRE DAMPER | 13 | 0 | . | 1 | RCF | 800X300 | . | . | . | VARCF-303 | NO
FIRE DAMPER | 13 | 0 | . | 1 | RCF | 600X450 | . | . | . | VARCF-303 | NO
FIRE DAMPER | 9 | 0 | . | 1 | RCF | 600X350 | w/ 1” ACOUSTICAL LINING | . | . | TRANSFER DUCT | NO
FIRE DAMPER | 10 | 0 | . | 1 | RCF | 600X450 | . | . | . | VARCF-303 | NO
FIRE DAMPER | 33 | 0 | . | 1 | RCF | 1422X1067 | . | . | . | VARCF-304 | NO
FIRE DAMPER | 26 | 0 | . | 1 | RCF | 1880X1067 | . | . | . | VF-361-VF-0001 | NO
FIRE DAMPER | 26 | 0 | . | 1 | RCF | 450X400 | . | . | . | VF-361-VF-0001 | NO
FIRE DAMPER | 26 | 0 | . | 1 | RCF | 550X250 | . | . | . | VF-361-VF-0001 | NO
FIRE DAMPER | 26 | 0 | . | 1 | RCF | 813X254 | w/ 1” ACOUSTICAL LINING | . | . | TRANSFER DUCT | NO
FIRE DAMPER | 26 | 0 | . | 1 | RCF | 1981X1168 | . | . | . | VARCF-303 | NO
FIRE DAMPER | 26 | 0 | . | 1 | RCF | 406X356 | . | . | . | VE-314-VE-0001 | NO
FIRE DAMPER | 26 | 0 | . | 1 | RCF | 850X675 | . | . | . | VACF-301 | NO
FIRE DAMPER | 26 | 0 | . | 1 | RCF | 1753X787 | . | . | . | VARCF-304 | NO
FIRE DAMPER | 26 | 0 | . | 1 | RCF | 1194X1016 | . | . | . | VARCF-304 | NO
FIRE DAMPER | 26 | 0 | . | 1 | RCF | 650X300 | . | . | . | VF-362-VF-0001 | NO
FIRE DAMPER | 26 | 0 | . | 1 | RCF | 650X500 | . | . | . | VARCF-303 | NO
FIRE DAMPER | 26 | 0 | . | 1 | RCF | 650X500 | . | . | . | VARCF-303 | NO
FIRE DAMPER | 26 | 0 | . | 1 | RCF | 3048X762 | . | . | . | VARCF-302 | NO
FIRE SMOKE DAMPER | 2 | 0 | . | 1 | RCFF | 300X250 | . | . | . | VACF-301 | NO
FIRE SMOKE DAMPER | 2 | 0 | . | 1 | RCFF | 1000X450 | . | . | . | VARCF-304 | NO
FIRE SMOKE DAMPER | 2 | 0 | . | 1 | RCFF | 200X200 | . | . | . | VE-314-VE-0001 | NO
FIRE SMOKE DAMPER | 3 | 0 | . | 2 | RCFF | 400X350 | . | . | . | VACF-301 | NO
FIRE SMOKE DAMPER | 3 | 0 | . | 1 | RCFF | 610X356 | . | . | . | VACF-301 | NO
FIRE SMOKE DAMPER | 3 | 0 | . | 1 | RCFF | 300X250 | . | . | . | VARC-311/312-VA-0001 | NO
FIRE SMOKE DAMPER | 3 | 0 | . | 1 | RCFF | 300X250 | . | . | . | VARC-311/312-VA-0001 | NO
FIRE SMOKE DAMPER | 5 | 0 | . | 2 | RCFF | 350X350 | . | . | . | VE-309-VE-0001 | NO
FIRE SMOKE DAMPER | 5 | 0 | . | 1 | RCFF | 900X800 | w/ 1” ACOUSTICAL LINING | . | . | TRANSFER DUCT | NO
FIRE SMOKE DAMPER | 5 | 0 | . | 1 | RCFF | 200X200 | . | . | . | VE-314-VE-0001 | NO
FIRE SMOKE DAMPER | 21 | 0 | . | 1 | RCFF | 1270X800 | . | . | . | VARCF-303 | NO
FIRE SMOKE DAMPER | 21 | 0 | . | 1 | RCFF | 700X300 | . | . | . | VARCF-305 | NO
FIRE SMOKE DAMPER | 21 | 0 | . | 1 | RCFF | 1000X400 | . | . | . | VARCF-304 | NO
FIRE SMOKE DAMPER | 21 | 0 | . | 1 | RCFF | 300X250 | . | . | . | VE-314-VE-0001 | NO
FIRE SMOKE DAMPER | 21 | 0 | . | 1 | RCFF | 950X550 | . | . | . | VARCF-305 | NO
FIRE SMOKE DAMPER | 19 | 0 | . | 1 | RCFF | 1200X450 | . | . | . | VARCF-302 | NO
FIRE SMOKE DAMPER | 19 | 0 | . | 1 | RCFF | 1800X500 | . | . | . | VARCF-302 | NO
FIRE SMOKE DAMPER | 24 | 0 | . | 1 | RCFF | 559X559 | . | . | . | VARCF-304 | NO
FIRE SMOKE DAMPER | 24 | 0 | . | 1 | RCFF | 610X406 | . | . | LOW PRESSURE | VFC-341 | NO
FIRE SMOKE DAMPER | 24 | 0 | . | 1 | RCFF | 610X406 | . | . | LOW PRESSURE | VFC-341 | NO
FIRE SMOKE DAMPER | 22 | 0 | . | 1 | RCFF | 1000X450 | . | . | . | VARCF-302 | NO
FIRE SMOKE DAMPER | 22 | 0 | . | 1 | RCFF | 900X450 | . | . | . | VARCF-302 | NO
FIRE SMOKE DAMPER | 22 | 0 | . | 1 | RCFF | 600X300 | . | . | . | VARCF-304 | NO
FIRE SMOKE DAMPER | 22 | 0 | . | 1 | RCFF | 250X200 | . | . | . | VE-314-VE-0001 | NO
FIRE SMOKE DAMPER | 22 | 0 | . | 1 | RCFF | 200X200 | . | . | . | VACF-301 | NO
FIRE SMOKE DAMPER | 22 | 0 | . | 1 | RCFF | 250X200 | . | . | . | VACF-301 | NO
FIRE SMOKE DAMPER | 22 | 0 | . | 1 | RCFF | 400X375 | . | . | . | VACF-301 | NO
FIRE SMOKE DAMPER | 22 | 0 | . | 1 | RCFF | 1000X550 | . | . | . | VARCF-303 | NO
FIRE SMOKE DAMPER | 22 | 0 | . | 1 | RCFF | 400X350 | . | . | . | VARCF-304 | NO
FIRE SMOKE DAMPER | 22 | 0 | . | 1 | RCFF | 1400X500 | . | . | . | VARCF-303 | NO
FIRE SMOKE DAMPER | 22 | 0 | . | 1 | RCFF | 550X300 | w/ 1” ACOUSTICAL LINING | . | . | TRANSFER DUCT | NO
FIRE SMOKE DAMPER | 22 | 0 | . | 1 | RCFF | 600X300 | . | . | . | VARCF-304 | NO
FIRE SMOKE DAMPER | 21 | 0 | . | 1 | RCFF | 300X250 | . | . | . | VARCF-302 | NO
FIRE SMOKE DAMPER | 6 | 0 | . | 1 | RCFF | 750X450 | . | . | . | VARCF-304 | NO
FIRE SMOKE DAMPER | 6 | 0 | . | 1 | RCFF | 450X300 | . | . | . | VARCF-304 | NO
FIRE SMOKE DAMPER | 6 | 0 | . | 1 | RCFF | 650X450 | . | . | . | VARCF-302 | NO
FIRE SMOKE DAMPER | 6 | 0 | . | 1 | RCFF | 965X610 | . | . | . | VARCF-302 | NO
FIRE SMOKE DAMPER | 6 | 0 | . | 1 | RCFF | 550X450 | . | . | . | VARC-311-VR-0001 | NO
FIRE SMOKE DAMPER | 6 | 0 | . | 1 | RCFF | 1250X550 | . | . | . | VARC-312-VR-0001 | NO
FIRE SMOKE DAMPER | 6 | 0 | . | 1 | RCFF | 813X254 | w/ 1” ACOUSTICAL LINING | . | . | TRANSFER DUCT | NO
FIRE SMOKE DAMPER | 6 | 0 | . | 2 | RCFF | 1200X750 | . | . | . | VARCF-303 | NO
FIRE SMOKE DAMPER | 6 | 0 | . | 1 | RCFF | 600X350 | . | . | . | VACF-301 | NO
FIRE SMOKE DAMPER | 6 | 0 | . | 1 | RCFF | 600X350 | . | . | . | VACF-301 | NO
FIRE SMOKE DAMPER | 19 | 0 | . | 1 | RCFF | 700X300 | . | . | . | VARCF-304 | NO
FIRE SMOKE DAMPER | 19 | 0 | . | 1 | RCFF | 900X400 | . | . | . | VARCF-304 | NO
FIRE SMOKE DAMPER | 19 | 0 | . | 1 | RCFF | 250X250 | . | . | . | VACF-301 | NO
FIRE SMOKE DAMPER | 19 | 0 | . | 1 | RCFF | 400X375 | . | . | . | VACF-301 | NO
FIRE SMOKE DAMPER | 19 | 0 | . | 1 | RCFF | 200X200 | . | . | . | VACF-301 | NO
FIRE SMOKE DAMPER | 19 | 0 | . | 1 | RCFF | 1000X550 | . | . | . | VARCF-303 | NO
FIRE SMOKE DAMPER | 19 | 0 | . | 1 | RCFF | 550X250 | . | . | . | VARCF-304 | NO
FIRE SMOKE DAMPER | 19 | 0 | . | 1 | RCFF | 1400X500 | . | . | . | VARCF-303 | NO
FIRE SMOKE DAMPER | 19 | 0 | . | 1 | RCFF | 550X300 | w/ 1” ACOUSTICAL LINING | . | . | TRANSFER DUCT | NO
FIRE SMOKE DAMPER | 3 | 0 | . | 1 | RCFF | 450X200 | w/ 1” ACOUSTICAL LINING | . | . | TRANSFER DUCT | NO
FIRE SMOKE DAMPER | 18 | 0 | . | 1 | RCFF | 700X400 | . | . | . | VARCF-304 | NO
FIRE SMOKE DAMPER | 18 | 0 | . | 1 | RCFF | 550X300 | . | . | . | VARCF-304 | NO
FIRE SMOKE DAMPER | 18 | 0 | . | 1 | RCFF | 250X200 | . | . | . | VE-314-VE-0001 | NO
FIRE SMOKE DAMPER | 18 | 0 | . | 1 | RCFF | 1000X350 | . | . | . | VARCF-305 | NO
FIRE SMOKE DAMPER | 18 | 0 | . | 1 | RCFF | 1500X800 | . | . | . | VARCF-303 | NO
FIRE SMOKE DAMPER | 18 | 0 | . | 1 | RCFF | 300X200 | . | . | . | VARCF-304/305 | NO
FIRE SMOKE DAMPER | 18 | 0 | . | 1 | RCFF | 500X200 | . | . | . | VARCF-302 | NO
FIRE SMOKE DAMPER | 18 | 0 | . | 1 | RCFF | 300X300 | . | . | . | VARCF-304 | NO
FIRE SMOKE DAMPER | 24 | 0 | . | 1 | RCFF | 1829X1829 | . | . | . | VARCF-304 | NO
FIRE SMOKE DAMPER | 15 | 0 | . | 1 | RCFF | 750X400 | . | . | . | VARCF-304 | NO
FIRE SMOKE DAMPER | 15 | 0 | . | 1 | RCFF | 550X300 | . | . | . | VARCF-304 | NO
FIRE SMOKE DAMPER | 15 | 0 | . | 1 | RCFF | 1300X450 | . | . | . | VARCF-305 | NO
FIRE SMOKE DAMPER | 15 | 0 | . | 1 | RCFF | 1500X800 | . | . | . | VARCF-303 | NO
FIRE SMOKE DAMPER | 15 | 0 | . | 1 | RCFF | 1200X400 | . | . | . | VARCF-305 | NO
FIRE SMOKE DAMPER | 15 | 0 | . | 1 | RCFF | 300X200 | . | . | . | VARCF-302 | NO
FIRE SMOKE DAMPER | 15 | 0 | . | 1 | RCFF | 300X200 | . | . | . | VARCF-304 | NO
FIRE SMOKE DAMPER | 15 | 0 | . | 1 | RCFF | 500X300 | . | . | . | VARCF-302 | NO
FIRE SMOKE DAMPER | 15 | 0 | . | 1 | RCFF | 250X200 | . | . | . | VE-314-VE-0001 | NO
FIRE SMOKE DAMPER | 16 | 0 | . | 1 | RCFF | 700X300 | . | . | . | VARCF-304 | NO
FIRE SMOKE DAMPER | 16 | 0 | . | 1 | RCFF | 1500X500 | . | . | . | VARCF-302 | NO
FIRE SMOKE DAMPER | 16 | 0 | . | 1 | RCFF | 200X200 | . | . | . | VACF-301 | NO
FIRE SMOKE DAMPER | 16 | 0 | . | 1 | RCFF | 900X300 | . | . | . | VARCF-304 | NO
FIRE SMOKE DAMPER | 16 | 0 | . | 1 | RCFF | 1000X550 | . | . | . | VARCF-303 | NO
FIRE SMOKE DAMPER | 16 | 0 | . | 1 | RCFF | 500X350 | . | . | . | VARCF-304 | NO
FIRE SMOKE DAMPER | 16 | 0 | . | 1 | RCFF | 400X375 | . | . | . | VACF-301 | NO
FIRE SMOKE DAMPER | 16 | 0 | . | 1 | RCFF | 1400X500 | . | . | . | VARCF-303 | NO
FIRE SMOKE DAMPER | 16 | 0 | . | 1 | RCFF | 1200X500 | . | . | . | VARCF-302 | NO
FIRE SMOKE DAMPER | 16 | 0 | . | 1 | RCFF | 250X250 | . | . | . | VACF-301 | NO
FIRE SMOKE DAMPER | 16 | 0 | . | 1 | RCFF | 550X300 | w/ 1” ACOUSTICAL LINING | . | . | TRANSFER DUCT | NO
FIRE SMOKE DAMPER | 12 | 0 | . | 1 | RCFF | 900X400 | . | . | . | VARCF-304 | NO
FIRE SMOKE DAMPER | 12 | 0 | . | 1 | RCFF | 1500X900 | . | . | . | VARCF-303 | NO
FIRE SMOKE DAMPER | 12 | 0 | . | 1 | RCFF | 1200X400 | . | . | . | VARCF-305 | NO
FIRE SMOKE DAMPER | 12 | 0 | . | 1 | RCFF | 1250X400 | . | . | . | VARCF-305 | NO
FIRE SMOKE DAMPER | 12 | 0 | . | 1 | RCFF | 700X400 | . | . | . | VARCF-304 | NO
FIRE SMOKE DAMPER | 12 | 0 | . | 1 | RCFF | 250X200 | . | . | . | VE-314-VE-0001 | NO
FIRE SMOKE DAMPER | 12 | 0 | . | 1 | RCFF | 650X300 | . | . | LOW PRESSURE | VFC-346 | NO
FIRE SMOKE DAMPER | 12 | 0 | . | 1 | RCFF | 900X500 | . | . | LOW PRESSURE | VFC-346 | NO
FIRE SMOKE DAMPER | 12 | 0 | . | 1 | RCFF | 300X200 | . | . | . | VARCF-305 | NO
FIRE SMOKE DAMPER | 12 | 0 | . | 1 | RCFF | 250X250 | . | . | . | VARCF-302/304 | NO
FIRE SMOKE DAMPER | 13 | 0 | . | 1 | RCFF | 650X650 | . | . | . | VARCF-304 | NO
FIRE SMOKE DAMPER | 13 | 0 | . | 1 | RCFF | 1800X550 | . | . | . | VARCF-302 | NO
FIRE SMOKE DAMPER | 13 | 0 | . | 1 | RCFF | 1200X500 | . | . | . | VARCF-302 | NO
FIRE SMOKE DAMPER | 13 | 0 | . | 1 | RCFF | 750X400 | . | . | . | VARCF-304 | NO
FIRE SMOKE DAMPER | 13 | 0 | . | 1 | RCFF | 900X500 | . | . | . | VARCF-303 | NO
FIRE SMOKE DAMPER | 13 | 0 | . | 1 | RCFF | 1150X400 | . | . | . | VARCF-304 | NO
FIRE SMOKE DAMPER | 13 | 0 | . | 1 | RCFF | 400X375 | . | . | . | VACF-301 | NO
FIRE SMOKE DAMPER | 13 | 0 | . | 1 | RCFF | 200X200 | . | . | . | VACF-301 | NO
FIRE SMOKE DAMPER | 13 | 0 | . | 1 | RCFF | 1400X600 | . | . | . | VARCF-303 | NO
FIRE SMOKE DAMPER | 13 | 0 | . | 1 | RCFF | 550X300 | w/ 1” ACOUSTICAL LINING | . | . | TRANSFER DUCT | NO
FIRE SMOKE DAMPER | 13 | 0 | . | 1 | RCFF | 250X250 | . | . | . | VACF-301 | NO
FIRE SMOKE DAMPER | 9 | 0 | . | 1 | RCFF | 650X400 | . | . | . | VARCF-304 | NO
FIRE SMOKE DAMPER | 9 | 0 | . | 1 | RCFF | 965X864 | . | . | . | VARCF-304 | NO
FIRE SMOKE DAMPER | 9 | 0 | . | 1 | RCFF | 1500X800 | . | . | . | VARCF-303 | NO
FIRE SMOKE DAMPER | 9 | 0 | . | 1 | RCFF | 350X350 | . | . | . | VARCF-304 | NO
FIRE SMOKE DAMPER | 9 | 0 | . | 1 | RCFF | 850X400 | . | . | . | VARCF-305 | NO
FIRE SMOKE DAMPER | 9 | 0 | . | 1 | RCFF | 1200X400 | . | . | . | VARCF-305 | NO
FIRE SMOKE DAMPER | 9 | 0 | . | 1 | RCFF | 850X400 | . | . | . | VARCF-304 | NO
FIRE SMOKE DAMPER | 9 | 0 | . | 1 | RCFF | 250X200 | . | . | . | VARCF-302 | NO
FIRE SMOKE DAMPER | 9 | 0 | . | 1 | RCFF | 300X250 | . | . | . | VARCF-302 | NO
FIRE SMOKE DAMPER | 9 | 0 | . | 1 | RCFF | 200X150 | . | . | . | VARCF-304 | NO
FIRE SMOKE DAMPER | 9 | 0 | . | 1 | RCFF | 300X250 | . | . | . | VE-314-VE-0001 | NO
FIRE SMOKE DAMPER | 9 | 0 | . | 1 | RCFF | 300X300 | . | . | . | VE-314-VE-0001 | NO
FIRE SMOKE DAMPER | 9 | 0 | . | 1 | RCFF | 200X200 | . | . | . | VE-314-VE-0001 | NO
FIRE SMOKE DAMPER | 9 | 0 | . | 1 | RCFF | 1118X660 | . | . | . | VARCF-305 | NO
FIRE SMOKE DAMPER | 10 | 0 | . | 1 | RCFF | 914X813 | . | . | . | VARCF-304 | NO
FIRE SMOKE DAMPER | 10 | 0 | . | 1 | RCFF | 750X300 | . | . | . | VARCF-304 | NO
FIRE SMOKE DAMPER | 10 | 0 | . | 1 | RCFF | 1950X813 | . | . | . | VARCF-302 | NO
FIRE SMOKE DAMPER | 10 | 0 | . | 1 | RCFF | 1400X1400 | . | . | . | VARCF-303 | NO
FIRE SMOKE DAMPER | 10 | 0 | . | 1 | RCFF | 1200X500 | . | . | . | VARCF-302 | NO
FIRE SMOKE DAMPER | 10 | 0 | . | 1 | RCFF | 1626X711 | . | . | . | VARCF-303 | NO
FIRE SMOKE DAMPER | 10 | 0 | . | 1 | RCFF | 1270X838 | . | . | . | VARCF-303 | NO
FIRE SMOKE DAMPER | 10 | 0 | . | 1 | RCFF | 900X400 | . | . | . | VARCF-304 | NO
FIRE SMOKE DAMPER | 10 | 0 | . | 1 | RCFF | 400X375 | . | . | . | VACF-301 | NO
FIRE SMOKE DAMPER | 10 | 0 | . | 1 | RCFF | 200X200 | . | . | . | VE-314-VE-0001 | NO
FIRE SMOKE DAMPER | 10 | 0 | . | 1 | RCFF | 800X450 | . | . | . | VARCF-304 | NO
FIRE SMOKE DAMPER | 10 | 0 | . | 1 | RCFF | 356X203 | . | . | . | VE-314-VE-0001 | NO
FIRE SMOKE DAMPER | 10 | 0 | . | 1 | RCFF | 200X200 | . | . | . | VACF-301 | NO
FIRE SMOKE DAMPER | 10 | 0 | . | 1 | RCFF | 250X200 | . | . | . | VACF-301 | NO
FIRE SMOKE DAMPER | 10 | 0 | . | 1 | RCFF | 1800X500 | . | . | . | VARCF-302 | NO
FIRE SMOKE DAMPER | 10 | 0 | . | 1 | RCFF | 550X300 | w/ 1” ACOUSTICAL LINING | . | . | TRANSFER DUCT | NO
FLEX DUCT | 2 | 0 | . | 1 | FLEX DUCT | 150 | . | . | . | VARCF-304/305 | NO
FLEX DUCT | 2 | 0 | . | 1 | FLEX DUCT | 150 | . | . | . | VARCF-304 | NO
FLEX DUCT | 2 | 0 | . | 1 | FLEX DUCT | 150 | . | . | . | VARCF-304 | NO
FLEX DUCT | 2 | 0 | . | 1 | FLEX DUCT | 150 | . | . | . | VARCF-304 | NO
FLEX DUCT | 2 | 0 | . | 1 | FLEX DUCT | 150 | . | . | . | VARCF-304 | NO
FLEX DUCT | 2 | 0 | . | 2 | FLEX DUCT | 150 | . | . | LOW PRESSURE | VARCF-304/305 | NO
FLEX DUCT | 2 | 0 | . | 1 | FLEX DUCT | 150 | . | . | . | VARCF-304 | NO
FLEX DUCT | 2 | 0 | . | 1 | FLEX DUCT | 150 | . | . | . | VARCF-305 | NO
FLEX DUCT | 2 | 0 | . | 1 | FLEX DUCT | 150 | . | . | LOW PRESSURE | VARCF-304/305 | NO
FLEX DUCT | 2 | 0 | . | 3 | FLEX DUCT | 200 | . | . | LOW PRESSURE | VARCF-304/305 | NO
FLEX DUCT | 2 | 0 | . | 1 | FLEX DUCT | 150 | . | . | . | VARCF-304/305 | NO
FLEX DUCT | 2 | 0 | . | 1 | FLEX DUCT | 200 | . | . | . | VARCF-305 | NO
FLEX DUCT | 2 | 0 | . | 1 | FLEX DUCT | 200 | . | . | . | VARCF-304 | NO
FLEX DUCT | 2 | 0 | . | 1 | FLEX DUCT | 150 | . | . | . | VARCF-305 | NO
FLEX DUCT | 2 | 0 | . | 1 | FLEX DUCT | 150 | . | . | . | VARCF-304 | NO
FLEX DUCT | 2 | 0 | . | 1 | FLEX DUCT | 150 | . | . | LOW PRESSURE | VARCF-304/305 | NO
FLEX DUCT | 2 | 0 | . | 1 | FLEX DUCT | 300 | . | . | . | VARCF-305 | NO
FLEX DUCT | 2 | 0 | . | 1 | FLEX DUCT | 300 | . | . | . | VARCF-304 | NO
FLEX DUCT | 2 | 0 | . | 3 | FLEX DUCT | 250 | . | . | LOW PRESSURE | VARCF-304/305 | NO
FLEX DUCT | 2 | 0 | . | 3 | FLEX DUCT | 250 | . | . | LOW PRESSURE | VARCF-304/305 | NO
FLEX DUCT | 2 | 0 | . | 1 | FLEX DUCT | 300 | . | . | . | VARCF-305 | NO
FLEX DUCT | 2 | 0 | . | 1 | FLEX DUCT | 300 | . | . | . | VARCF-304 | NO
FLEX DUCT | 2 | 0 | . | 1 | FLEX DUCT | 150 | . | . | . | VARCF-304 | NO
FLEX DUCT | 2 | 0 | . | 1 | FLEX DUCT | 150 | . | . | . | VARCF-305 | NO
FLEX DUCT | 2 | 0 | . | 1 | FLEX DUCT | 150 | . | . | LOW PRESSURE | VARCF-304/305 | NO
FLEX DUCT | 2 | 0 | . | 1 | FLEX DUCT | 150 | . | . | . | VARCF-304 | NO
FLEX DUCT | 2 | 0 | . | 1 | FLEX DUCT | 150 | . | . | . | VARCF-305 | NO
FLEX DUCT | 2 | 0 | . | 1 | FLEX DUCT | 150 | . | . | LOW PRESSURE | VARCF-304/305 | NO
FLEX DUCT | 2 | 0 | . | 1 | FLEX DUCT | 300 | . | . | . | VARCF-304 | NO
FLEX DUCT | 2 | 0 | . | 1 | FLEX DUCT | 300 | . | . | . | VARCF-305 | NO
FLEX DUCT | 2 | 0 | . | 1 | FLEX DUCT | 250 | . | . | LOW PRESSURE | VARCF-304/305 | NO
FLEX DUCT | 2 | 0 | . | 3 | FLEX DUCT | 250 | . | . | LOW PRESSURE | VARCF-304/305 | NO
FLEX DUCT | 2 | 0 | . | 1 | FLEX DUCT | 150 | . | . | . | VARCF-304 | NO
FLEX DUCT | 2 | 0 | . | 1 | FLEX DUCT | 150 | . | . | . | VARCF-305 | NO
FLEX DUCT | 2 | 0 | . | 1 | FLEX DUCT | 150 | . | . | LOW PRESSURE | VARCF-304/305 | NO
FLEX DUCT | 2 | 0 | . | 3 | FLEX DUCT | 200 | . | . | LOW PRESSURE | VARCF-304/305 | NO
FLEX DUCT | 2 | 0 | . | 1 | FLEX DUCT | 200 | . | . | . | VARCF-304 | NO
FLEX DUCT | 2 | 0 | . | 1 | FLEX DUCT | 200 | . | . | . | VARCF-305 | NO
FLEX DUCT | 2 | 0 | . | 1 | FLEX DUCT | 150 | . | . | LOW PRESSURE | VARCF-304/305 | NO
FLEX DUCT | 2 | 0 | . | 1 | FLEX DUCT | 150 | . | . | . | VARCF-304 | NO
FLEX DUCT | 2 | 0 | . | 1 | FLEX DUCT | 150 | . | . | . | VARCF-305 | NO
FLEX DUCT | 2 | 0 | . | 1 | FLEX DUCT | 250 | . | . | . | VARCF-305 | NO
FLEX DUCT | 2 | 0 | . | 1 | FLEX DUCT | 250 | . | . | . | VARCF-304 | NO
FLEX DUCT | 2 | 0 | . | 1 | FLEX DUCT | 250 | . | . | LOW PRESSURE | VARCF-304/305 | NO
FLEX DUCT | 2 | 0 | . | 1 | FLEX DUCT | 250 | . | . | LOW PRESSURE | VARCF-304/305 | NO
FLEX DUCT | 2 | 0 | . | 1 | FLEX DUCT | 350 | . | . | . | VARCF-305 | NO
FLEX DUCT | 2 | 0 | . | 1 | FLEX DUCT | 350 | . | . | . | VARCF-304 | NO
FLEX DUCT | 2 | 0 | . | 4 | FLEX DUCT | 300 | . | . | LOW PRESSURE | VARCF-304/305 | NO
FLEX DUCT | 2 | 0 | . | 1 | FLEX DUCT | 350 | . | . | . | VARCF-305 | NO
FLEX DUCT | 2 | 0 | . | 1 | FLEX DUCT | 350 | . | . | . | VARCF-304 | NO
FLEX DUCT | 2 | 0 | . | 4 | FLEX DUCT | 300 | . | . | LOW PRESSURE | VARCF-304/305 | NO
FLEX DUCT | 2 | 0 | . | 4 | FLEX DUCT | 300 | . | . | LOW PRESSURE | VARCF-304/305 | NO
FLEX DUCT | 2 | 0 | . | 1 | FLEX DUCT | 350 | . | . | . | VARCF-305 | NO
FLEX DUCT | 2 | 0 | . | 1 | FLEX DUCT | 350 | . | . | . | VARCF-304 | NO
FLEX DUCT | 3 | 0 | . | 1 | FLEX DUCT | 250 | . | . | . | VARCF-304/305 | NO
FLEX DUCT | 3 | 0 | . | 1 | FLEX DUCT | 150 | . | . | . | VARCF-304 | NO
FLEX DUCT | 3 | 0 | . | 1 | FLEX DUCT | 150 | . | . | . | VARCF-305 | NO
FLEX DUCT | 3 | 0 | . | 1 | FLEX DUCT | 150 | . | . | . | VARCF-305 | NO
FLEX DUCT | 3 | 0 | . | 2 | FLEX DUCT | 250 | . | . | . | VARCF-305 | NO
FLEX DUCT | 3 | 0 | . | 1 | FLEX DUCT | 200 | . | . | . | VARCF-304/305 | NO
FLEX DUCT | 3 | 0 | . | 1 | FLEX DUCT | 200 | . | . | . | VARCF-304/305 | NO
FLEX DUCT | 3 | 0 | . | 1 | FLEX DUCT | 200 | . | . | . | VARCF-304/305 | NO
FLEX DUCT | 3 | 0 | . | 1 | FLEX DUCT | 200 | . | . | . | VARCF-304/305 | NO
FLEX DUCT | 5 | 0 | . | 16 | FLEX DUCT | 300 | . | . | . | VARCF-304/305 | NO
FLEX DUCT | 5 | 0 | . | 12 | FLEX DUCT | 250 | . | . | . | VARCF-302/304 | NO
FLEX DUCT | 5 | 0 | . | 1 | FLEX DUCT | 300 | . | . | . | VARCF-302 | NO
FLEX DUCT | 5 | 0 | . | 1 | FLEX DUCT | 300 | . | . | . | VARCF-304 | NO
FLEX DUCT | 5 | 0 | . | 1 | FLEX DUCT | 300 | . | . | . | VARCF-302 | NO
FLEX DUCT | 5 | 0 | . | 1 | FLEX DUCT | 300 | . | . | . | VARCF-304 | NO
FLEX DUCT | 5 | 0 | . | 1 | FLEX DUCT | 300 | . | . | . | VARCF-302 | NO
FLEX DUCT | 5 | 0 | . | 1 | FLEX DUCT | 300 | . | . | . | VARCF-304 | NO
FLEX DUCT | 7 | 0 | . | 4 | FLEX DUCT | 200 | . | . | LOW PRESSURE | VARCF-302/304 | NO
FLEX DUCT | 7 | 0 | . | 1 | FLEX DUCT | 250 | . | . | . | VARCF-304 | NO
FLEX DUCT | 7 | 0 | . | 1 | FLEX DUCT | 250 | . | . | . | VARCF-302 | NO
FLEX DUCT | 7 | 0 | . | 3 | FLEX DUCT | 200 | . | . | . | VARCF-302/304 | NO
FLEX DUCT | 7 | 0 | . | 5 | FLEX DUCT | 200 | . | . | . | VARCF-302/304 | NO
FLEX DUCT | 7 | 0 | . | 4 | FLEX DUCT | 200 | . | . | . | VARCF-302/304 | NO
FLEX DUCT | 7 | 0 | . | 4 | FLEX DUCT | 200 | . | . | . | VARCF-302/304 | NO
FLEX DUCT | 7 | 0 | . | 1 | FLEX DUCT | 200 | . | . | . | VARCF-302/304 | NO
FLEX DUCT | 7 | 0 | . | 2 | FLEX DUCT | 200 | . | . | . | VARCF-302/304 | NO
FLEX DUCT | 7 | 0 | . | 1 | FLEX DUCT | 200 | . | . | . | VARCF-302/304 | NO
FLEX DUCT | 7 | 0 | . | 1 | FLEX DUCT | 200 | . | . | . | VARCF-302/304 | NO
FLEX DUCT | 7 | 0 | . | 1 | FLEX DUCT | 200 | . | . | . | VARCF-302/304 | NO
FLEX DUCT | 7 | 0 | . | 1 | FLEX DUCT | 200 | . | . | . | VARCF-302/304 | NO
FLEX DUCT | 7 | 0 | . | 1 | FLEX DUCT | 200 | . | . | . | VARCF-302/304 | NO
FLEX DUCT | 7 | 0 | . | 1 | FLEX DUCT | 200 | . | . | . | VARCF-302/304 | NO
FLEX DUCT | 7 | 0 | . | 1 | FLEX DUCT | 250 | . | . | . | VARCF-302/304 | NO
FLEX DUCT | 7 | 0 | . | 1 | FLEX DUCT | 250 | . | . | . | VARCF-302/304 | NO
FLEX DUCT | 7 | 0 | . | 1 | FLEX DUCT | 250 | . | . | . | VARCF-302/304 | NO
FLEX DUCT | 7 | 0 | . | 1 | FLEX DUCT | 200 | . | . | . | VARCF-302/304 | NO
FLEX DUCT | 7 | 0 | . | 1 | FLEX DUCT | 200 | . | . | . | VARCF-302/304 | NO
FLEX DUCT | 7 | 0 | . | 1 | FLEX DUCT | 200 | . | . | . | VARCF-302/304 | NO
FLEX DUCT | 7 | 0 | . | 1 | FLEX DUCT | 200 | . | . | . | VARCF-302/304 | NO
FLEX DUCT | 7 | 0 | . | 1 | FLEX DUCT | 150 | w/ 1” ACOUSTICAL LINING | . | . | TRANSFER DUCT | NO
FLEX DUCT | 7 | 0 | . | 1 | FLEX DUCT | 150 | w/ 1” ACOUSTICAL LINING | . | . | TRANSFER DUCT | NO
FLEX DUCT | 5 | 0 | . | 1 | FLEX DUCT | 250 | . | . | . | VARCF-304/305 | NO
FLEX DUCT | 6 | 0 | . | 10 | FLEX DUCT | 250 | . | . | . | VARCF-302/304 | NO
FLEX DUCT | 6 | 0 | . | 1 | FLEX DUCT | 400 | . | . | . | VARCF-304 | NO
FLEX DUCT | 6 | 0 | . | 1 | FLEX DUCT | 400 | . | . | . | VARCF-302 | NO
FLEX DUCT | 6 | 0 | . | 8 | FLEX DUCT | 250 | . | . | . | VARCF-302/304 | NO
FLEX DUCT | 6 | 0 | . | 4 | FLEX DUCT | 250 | . | . | . | VARCF-302/304 | NO
FLEX DUCT | 6 | 0 | . | 10 | FLEX DUCT | 250 | . | . | . | VARCF-302/304 | NO
FLEX DUCT | 6 | 0 | . | 3 | FLEX DUCT | 300 | . | . | . | VARCF-302/304 | NO
FLEX DUCT | 6 | 0 | . | 12 | FLEX DUCT | 300 | . | . | . | VARCF-302/304 | NO
FLEX DUCT | 6 | 0 | . | 1 | FLEX DUCT | 350 | . | . | . | VARCF-304 | NO
FLEX DUCT | 6 | 0 | . | 1 | FLEX DUCT | 350 | . | . | . | VARCF-302 | NO
FLEX DUCT | 6 | 0 | . | 1 | FLEX DUCT | 350 | . | . | . | VARCF-304 | NO
FLEX DUCT | 6 | 0 | . | 1 | FLEX DUCT | 350 | . | . | . | VARCF-304 | NO
FLEX DUCT | 5 | 0 | . | 7 | FLEX DUCT | 200 | . | . | . | VFC-348 | NO
FLEX DUCT | 5 | 0 | . | 1 | FLEX DUCT | 150 | . | . | . | VFC-348 | NO
FLEX DUCT | 5 | 0 | . | 1 | FLEX DUCT | 150 | . | . | . | VARCF-304 | NO
FLEX DUCT | 5 | 0 | . | 1 | FLEX DUCT | 150 | . | . | . | VARCF-302 | NO
FLEX DUCT | 5 | 0 | . | 1 | FLEX DUCT | 200 | . | . | . | VARCF-302/304 | NO
FLEX DUCT | 5 | 0 | . | 1 | FLEX DUCT | 200 | . | . | . | VARCF-302/304 | NO
FLEX DUCT | 5 | 0 | . | 1 | FLEX DUCT | 200 | . | . | . | VARCF-302/304 | NO
FLEX DUCT | 5 | 0 | . | 10 | FLEX DUCT | 250 | . | . | . | VARCF-304/305 | NO
FLEX DUCT | 21 | 0 | . | 1 | FLEX DUCT | 200 | . | . | . | VARCF-304/305 | NO
FLEX DUCT | 21 | 0 | . | 1 | FLEX DUCT | 150 | . | . | . | VARCF-304/305 | NO
FLEX DUCT | 21 | 0 | . | 1 | FLEX DUCT | 200 | . | . | . | VARCF-304/305 | NO
FLEX DUCT | 21 | 0 | . | 1 | FLEX DUCT | 150 | . | . | . | VARCF-305 | NO
FLEX DUCT | 21 | 0 | . | 1 | FLEX DUCT | 150 | . | . | . | VARCF-304 | NO
FLEX DUCT | 21 | 0 | . | 1 | FLEX DUCT | 150 | . | . | . | VARCF-305 | NO
FLEX DUCT | 21 | 0 | . | 1 | FLEX DUCT | 150 | . | . | . | VARCF-304 | NO
FLEX DUCT | 21 | 0 | . | 1 | FLEX DUCT | 150 | . | . | . | VARCF-304 | NO
FLEX DUCT | 21 | 0 | . | 1 | FLEX DUCT | 150 | . | . | . | VARCF-305 | NO
FLEX DUCT | 21 | 0 | . | 1 | FLEX DUCT | 150 | . | . | . | VARCF-304 | NO
FLEX DUCT | 21 | 0 | . | 1 | FLEX DUCT | 150 | . | . | . | VARCF-305 | NO
FLEX DUCT | 21 | 0 | . | 1 | FLEX DUCT | 150 | . | . | . | VARCF-304 | NO
FLEX DUCT | 21 | 0 | . | 1 | FLEX DUCT | 150 | . | . | . | VARCF-304/305 | NO
FLEX DUCT | 21 | 0 | . | 1 | FLEX DUCT | 250 | . | . | . | VARCF-305 | NO
FLEX DUCT | 21 | 0 | . | 1 | FLEX DUCT | 150 | . | . | . | VARCF-305 | NO
FLEX DUCT | 21 | 0 | . | 1 | FLEX DUCT | 150 | . | . | . | VARCF-304 | NO
FLEX DUCT | 21 | 0 | . | 1 | FLEX DUCT | 150 | . | . | . | VARCF-305 | NO
FLEX DUCT | 21 | 0 | . | 1 | FLEX DUCT | 150 | . | . | . | VARCF-304 | NO
FLEX DUCT | 21 | 0 | . | 1 | FLEX DUCT | 200 | . | . | . | VARCF-304/305 | NO
FLEX DUCT | 21 | 0 | . | 1 | FLEX DUCT | 150 | . | . | . | VARCF-304/305 | NO
FLEX DUCT | 21 | 0 | . | 1 | FLEX DUCT | 150 | . | . | . | VARCF-305 | NO
FLEX DUCT | 21 | 0 | . | 1 | FLEX DUCT | 150 | . | . | . | VARCF-304 | NO
FLEX DUCT | 21 | 0 | . | 1 | FLEX DUCT | 200 | . | . | . | VARCF-304/305 | NO
FLEX DUCT | 21 | 0 | . | 1 | FLEX DUCT | 150 | . | . | . | VARCF-304 | NO
FLEX DUCT | 21 | 0 | . | 1 | FLEX DUCT | 150 | . | . | . | VARCF-305 | NO
FLEX DUCT | 21 | 0 | . | 1 | FLEX DUCT | 250 | . | . | . | VARCF-304 | NO
FLEX DUCT | 21 | 0 | . | 2 | FLEX DUCT | 250 | . | . | . | VARCF-304/305 | NO
FLEX DUCT | 21 | 0 | . | 1 | FLEX DUCT | 250 | . | . | . | VARCF-304 | NO
FLEX DUCT | 21 | 0 | . | 1 | FLEX DUCT | 250 | . | . | . | VARCF-305 | NO
FLEX DUCT | 21 | 0 | . | 4 | FLEX DUCT | 200 | . | . | . | VARCF-304/305 | NO
FLEX DUCT | 21 | 0 | . | 1 | FLEX DUCT | 150 | . | . | . | VARCF-304/305 | NO
FLEX DUCT | 21 | 0 | . | 1 | FLEX DUCT | 200 | . | . | . | VARCF-304 | NO
FLEX DUCT | 21 | 0 | . | 1 | FLEX DUCT | 200 | . | . | . | VARCF-305 | NO
FLEX DUCT | 21 | 0 | . | 2 | FLEX DUCT | 200 | . | . | . | VARCF-304/305 | NO
FLEX DUCT | 21 | 0 | . | 2 | FLEX DUCT | 200 | . | . | . | VARCF-304/305 | NO
FLEX DUCT | 21 | 0 | . | 1 | FLEX DUCT | 200 | . | . | . | VARCF-305 | NO
FLEX DUCT | 21 | 0 | . | 1 | FLEX DUCT | 200 | . | . | . | VARCF-304 | NO
FLEX DUCT | 21 | 0 | . | 1 | FLEX DUCT | 250 | . | . | . | VARCF-304 | NO
FLEX DUCT | 21 | 0 | . | 1 | FLEX DUCT | 250 | . | . | . | VARCF-305 | NO
FLEX DUCT | 21 | 0 | . | 1 | FLEX DUCT | 150 | . | . | . | VARCF-305 | NO
FLEX DUCT | 21 | 0 | . | 1 | FLEX DUCT | 150 | . | . | . | VARCF-304/305 | NO
FLEX DUCT | 21 | 0 | . | 1 | FLEX DUCT | 150 | . | . | . | VARCF-305 | NO
FLEX DUCT | 21 | 0 | . | 1 | FLEX DUCT | 150 | . | . | . | VARCF-304 | NO
FLEX DUCT | 21 | 0 | . | 1 | FLEX DUCT | 200 | . | . | . | VARCF-304/305 | NO
FLEX DUCT | 21 | 0 | . | 1 | FLEX DUCT | 250 | . | . | . | VARCF-304/305 | NO
FLEX DUCT | 21 | 0 | . | 1 | FLEX DUCT | 250 | . | . | . | VARCF-304/305 | NO
FLEX DUCT | 21 | 0 | . | 1 | FLEX DUCT | 300 | . | . | . | VARCF-304/305 | NO
FLEX DUCT | 21 | 0 | . | 1 | FLEX DUCT | 200 | . | . | . | VARCF-304 | NO
FLEX DUCT | 21 | 0 | . | 1 | FLEX DUCT | 200 | . | . | . | VARCF-305 | NO
FLEX DUCT | 21 | 0 | . | 2 | FLEX DUCT | 200 | . | . | . | VARCF-304 | NO
FLEX DUCT | 21 | 0 | . | 1 | FLEX DUCT | 200 | . | . | . | VARCF-304 | NO
FLEX DUCT | 21 | 0 | . | 1 | FLEX DUCT | 200 | . | . | . | VARCF-305 | NO
FLEX DUCT | 21 | 0 | . | 1 | FLEX DUCT | 300 | . | . | . | VARCF-304/305 | NO
FLEX DUCT | 21 | 0 | . | 1 | FLEX DUCT | 150 | . | . | . | VARCF-305 | NO
FLEX DUCT | 21 | 0 | . | 1 | FLEX DUCT | 150 | . | . | . | VARCF-304 | NO
FLEX DUCT | 21 | 0 | . | 2 | FLEX DUCT | 150 | . | . | . | VARCF-304/305 | NO
FLEX DUCT | 21 | 0 | . | 2 | FLEX DUCT | 150 | . | . | . | VARCF-304/305 | NO
FLEX DUCT | 21 | 0 | . | 1 | FLEX DUCT | 150 | . | . | . | VARCF-305 | NO
FLEX DUCT | 21 | 0 | . | 1 | FLEX DUCT | 150 | . | . | . | VARCF-304 | NO
FLEX DUCT | 21 | 0 | . | 1 | FLEX DUCT | 150 | . | . | . | VARCF-304/305 | NO
FLEX DUCT | 21 | 0 | . | 1 | FLEX DUCT | 150 | . | . | . | VARCF-304 | NO
FLEX DUCT | 21 | 0 | . | 1 | FLEX DUCT | 150 | . | . | . | VARCF-305 | NO
FLEX DUCT | 21 | 0 | . | 1 | FLEX DUCT | 200 | . | . | . | VARCF-304 | NO
FLEX DUCT | 21 | 0 | . | 1 | FLEX DUCT | 200 | . | . | . | VARCF-305 | NO
FLEX DUCT | 21 | 0 | . | 1 | FLEX DUCT | 150 | . | . | . | VARCF-305 | NO
FLEX DUCT | 21 | 0 | . | 1 | FLEX DUCT | 150 | . | . | . | VARCF-304 | NO
FLEX DUCT | 21 | 0 | . | 1 | FLEX DUCT | 150 | . | . | . | VARCF-304 | NO
FLEX DUCT | 21 | 0 | . | 1 | FLEX DUCT | 150 | . | . | . | VARCF-305 | NO
FLEX DUCT | 21 | 0 | . | 1 | FLEX DUCT | 150 | . | . | . | VARCF-304/305 | NO
FLEX DUCT | 21 | 0 | . | 1 | FLEX DUCT | 150 | . | . | . | VARCF-305 | NO
FLEX DUCT | 21 | 0 | . | 1 | FLEX DUCT | 150 | . | . | . | VARCF-304 | NO
FLEX DUCT | 21 | 0 | . | 1 | FLEX DUCT | 200 | . | . | . | VARCF-304/305 | NO
FLEX DUCT | 21 | 0 | . | 1 | FLEX DUCT | 150 | . | . | . | VARCF-304 | NO
FLEX DUCT | 21 | 0 | . | 1 | FLEX DUCT | 150 | . | . | . | VARCF-305 | NO
FLEX DUCT | 21 | 0 | . | 1 | FLEX DUCT | 150 | . | . | . | VARCF-304/305 | NO
FLEX DUCT | 21 | 0 | . | 1 | FLEX DUCT | 150 | . | . | . | VARCF-304 | NO
FLEX DUCT | 21 | 0 | . | 1 | FLEX DUCT | 150 | . | . | . | VARCF-305 | NO
FLEX DUCT | 21 | 0 | . | 1 | FLEX DUCT | 150 | . | . | . | VARCF-304/305 | NO
FLEX DUCT | 21 | 0 | . | 1 | FLEX DUCT | 150 | . | . | . | VARCF-304 | NO
FLEX DUCT | 21 | 0 | . | 1 | FLEX DUCT | 150 | . | . | . | VARCF-305 | NO
FLEX DUCT | 21 | 0 | . | 1 | FLEX DUCT | 150 | . | . | . | VARCF-304/305 | NO
FLEX DUCT | 21 | 0 | . | 1 | FLEX DUCT | 150 | . | . | . | VARCF-304 | NO
FLEX DUCT | 21 | 0 | . | 1 | FLEX DUCT | 150 | . | . | . | VARCF-305 | NO
FLEX DUCT | 21 | 0 | . | 1 | FLEX DUCT | 150 | . | . | . | VARCF-304/305 | NO
FLEX DUCT | 21 | 0 | . | 1 | FLEX DUCT | 150 | . | . | . | VARCF-304 | NO
FLEX DUCT | 21 | 0 | . | 1 | FLEX DUCT | 150 | . | . | . | VARCF-305 | NO
FLEX DUCT | 21 | 0 | . | 1 | FLEX DUCT | 150 | . | . | . | VARCF-304/305 | NO
FLEX DUCT | 21 | 0 | . | 1 | FLEX DUCT | 150 | . | . | . | VARCF-304/305 | NO
FLEX DUCT | 21 | 0 | . | 1 | FLEX DUCT | 150 | . | . | . | VARCF-304 | NO
FLEX DUCT | 21 | 0 | . | 1 | FLEX DUCT | 150 | . | . | . | VARCF-305 | NO
FLEX DUCT | 21 | 0 | . | 1 | FLEX DUCT | 200 | . | . | . | VARCF-305 | NO
FLEX DUCT | 21 | 0 | . | 1 | FLEX DUCT | 200 | . | . | . | VARCF-304 | NO
FLEX DUCT | 21 | 0 | . | 2 | FLEX DUCT | 200 | . | . | . | VARCF-304/305 | NO
FLEX DUCT | 21 | 0 | . | 1 | FLEX DUCT | 250 | . | . | . | VARCF-305 | NO
FLEX DUCT | 21 | 0 | . | 1 | FLEX DUCT | 250 | . | . | . | VARCF-304 | NO
FLEX DUCT | 21 | 0 | . | 4 | FLEX DUCT | 200 | . | . | . | VARCF-304/305 | NO
FLEX DUCT | 21 | 0 | . | 1 | FLEX DUCT | 150 | . | . | . | VARCF-305 | NO
FLEX DUCT | 21 | 0 | . | 1 | FLEX DUCT | 150 | . | . | . | VARCF-304 | NO
FLEX DUCT | 21 | 0 | . | 1 | FLEX DUCT | 150 | . | . | . | VARCF-304/305 | NO
FLEX DUCT | 21 | 0 | . | 1 | FLEX DUCT | 200 | . | . | . | VARCF-304/305 | NO
FLEX DUCT | 21 | 0 | . | 1 | FLEX DUCT | 300 | . | . | . | VARCF-304/305 | NO
FLEX DUCT | 21 | 0 | . | 3 | FLEX DUCT | 300 | . | . | . | VFC-341 | NO
FLEX DUCT | 21 | 0 | . | 7 | FLEX DUCT | 300 | . | . | . | VFC-341 | NO
FLEX DUCT | 21 | 0 | . | 1 | FLEX DUCT | 150 | . | . | . | VARCF-304/305 | NO
FLEX DUCT | 21 | 0 | . | 1 | FLEX DUCT | 150 | . | . | . | VARCF-302 | NO
FLEX DUCT | 21 | 0 | . | 1 | FLEX DUCT | 150 | . | . | . | VARCF-304 | NO
FLEX DUCT | 21 | 0 | . | 1 | FLEX DUCT | 200 | . | . | . | VARCF-302 | NO
FLEX DUCT | 21 | 0 | . | 1 | FLEX DUCT | 200 | . | . | . | VARCF-304 | NO
FLEX DUCT | 21 | 0 | . | 1 | FLEX DUCT | 200 | . | . | . | VARCF-302/304 | NO
FLEX DUCT | 21 | 0 | . | 1 | FLEX DUCT | 200 | . | . | . | VARCF-302/304 | NO
FLEX DUCT | 21 | 0 | . | 1 | FLEX DUCT | 200 | . | . | . | VARC-310-VA-0001 | NO
FLEX DUCT | 21 | 0 | . | 1 | FLEX DUCT | 200 | . | . | . | VARC-310-VA-0001 | NO
FLEX DUCT | 21 | 0 | . | 1 | FLEX DUCT | 150 | . | . | . | VARCF-302/304 | NO
FLEX DUCT | 21 | 0 | . | 9 | FLEX DUCT | 250 | . | . | . | VARC-310-VA-0001 | NO
FLEX DUCT | 21 | 0 | . | 1 | FLEX DUCT | 150 | . | . | . | VARCF-302 | NO
FLEX DUCT | 21 | 0 | . | 1 | FLEX DUCT | 150 | . | . | . | VARCF-304 | NO
FLEX DUCT | 21 | 0 | . | 1 | FLEX DUCT | 200 | . | . | . | VARCF-302/304 | NO
FLEX DUCT | 21 | 0 | . | 1 | FLEX DUCT | 150 | . | . | . | VARCF-302 | NO
FLEX DUCT | 21 | 0 | . | 1 | FLEX DUCT | 150 | . | . | . | VARCF-304 | NO
FLEX DUCT | 21 | 0 | . | 1 | FLEX DUCT | 200 | . | . | . | VARCF-304 | NO
FLEX DUCT | 21 | 0 | . | 1 | FLEX DUCT | 200 | . | . | . | VARCF-302 | NO
FLEX DUCT | 22 | 0 | . | 1 | FLEX DUCT | 150 | . | . | . | VARCF-302 | NO
FLEX DUCT | 22 | 0 | . | 1 | FLEX DUCT | 150 | . | . | . | VARCF-304 | NO
FLEX DUCT | 22 | 0 | . | 1 | FLEX DUCT | 200 | . | . | . | VARCF-302/304 | NO
FLEX DUCT | 22 | 0 | . | 1 | FLEX DUCT | 150 | . | . | . | VARCF-302/304 | NO
FLEX DUCT | 22 | 0 | . | 1 | FLEX DUCT | 150 | . | . | . | VARCF-302 | NO
FLEX DUCT | 22 | 0 | . | 1 | FLEX DUCT | 150 | . | . | . | VARCF-304 | NO
FLEX DUCT | 22 | 0 | . | 1 | FLEX DUCT | 150 | . | . | . | VARCF-304 | NO
FLEX DUCT | 22 | 0 | . | 1 | FLEX DUCT | 150 | . | . | . | VARCF-302 | NO
FLEX DUCT | 22 | 0 | . | 1 | FLEX DUCT | 200 | . | . | . | VARCF-302/304 | NO
FLEX DUCT | 22 | 0 | . | 1 | FLEX DUCT | 150 | . | . | . | VARCF-302 | NO
FLEX DUCT | 22 | 0 | . | 1 | FLEX DUCT | 150 | . | . | . | VARCF-304 | NO
FLEX DUCT | 22 | 0 | . | 1 | FLEX DUCT | 200 | . | . | . | VARCF-302/304 | NO
FLEX DUCT | 22 | 0 | . | 1 | FLEX DUCT | 200 | . | . | . | VARCF-302/304 | NO
FLEX DUCT | 22 | 0 | . | 1 | FLEX DUCT | 150 | . | . | . | VARCF-302 | NO
FLEX DUCT | 22 | 0 | . | 1 | FLEX DUCT | 150 | . | . | . | VARCF-304 | NO
FLEX DUCT | 22 | 0 | . | 1 | FLEX DUCT | 200 | . | . | . | VARCF-302/304 | NO
FLEX DUCT | 22 | 0 | . | 1 | FLEX DUCT | 150 | . | . | . | VARCF-304 | NO
FLEX DUCT | 22 | 0 | . | 1 | FLEX DUCT | 150 | . | . | . | VARCF-302 | NO
FLEX DUCT | 22 | 0 | . | 1 | FLEX DUCT | 150 | . | . | . | VARCF-302 | NO
FLEX DUCT | 22 | 0 | . | 1 | FLEX DUCT | 150 | . | . | . | VARCF-304 | NO
FLEX DUCT | 22 | 0 | . | 1 | FLEX DUCT | 200 | . | . | . | VARCF-302/304 | NO
FLEX DUCT | 22 | 0 | . | 2 | FLEX DUCT | 150 | . | . | . | VARCF-304 | NO
FLEX DUCT | 22 | 0 | . | 5 | FLEX DUCT | 150 | . | . | . | VARCF-302 | NO
FLEX DUCT | 22 | 0 | . | 1 | FLEX DUCT | 200 | . | . | . | VARCF-302 | NO
FLEX DUCT | 22 | 0 | . | 1 | FLEX DUCT | 200 | . | . | . | VARCF-302/304 | NO
FLEX DUCT | 22 | 0 | . | 1 | FLEX DUCT | 200 | . | . | . | VARCF-302/304 | NO
FLEX DUCT | 22 | 0 | . | 1 | FLEX DUCT | 200 | . | . | . | VARCF-302/304 | NO
FLEX DUCT | 22 | 0 | . | 1 | FLEX DUCT | 200 | . | . | . | VARCF-302/304 | NO
FLEX DUCT | 22 | 0 | . | 1 | FLEX DUCT | 200 | . | . | . | VARCF-302/304 | NO
FLEX DUCT | 22 | 0 | . | 2 | FLEX DUCT | 150 | . | . | . | VARCF-302/304 | NO
FLEX DUCT | 22 | 0 | . | 1 | FLEX DUCT | 250 | . | . | . | VARCF-302/304 | NO
FLEX DUCT | 22 | 0 | . | 2 | FLEX DUCT | 150 | . | . | . | VARCF-302/304 | NO
FLEX DUCT | 22 | 0 | . | 13 | FLEX DUCT | 150 | . | . | . | VARCF-302/304 | NO
FLEX DUCT | 22 | 0 | . | 1 | FLEX DUCT | 200 | . | . | . | VARCF-302 | NO
FLEX DUCT | 22 | 0 | . | 1 | FLEX DUCT | 250 | . | . | . | VARCF-302/304 | NO
FLEX DUCT | 22 | 0 | . | 1 | FLEX DUCT | 200 | . | . | . | VARCF-302/304 | NO
FLEX DUCT | 22 | 0 | . | 1 | FLEX DUCT | 200 | . | . | . | VARCF-302/304 | NO
FLEX DUCT | 22 | 0 | . | 1 | FLEX DUCT | 200 | . | . | . | VARCF-302/304 | NO
FLEX DUCT | 22 | 0 | . | 3 | FLEX DUCT | 200 | . | . | . | VARCF-302/304 | NO
FLEX DUCT | 22 | 0 | . | 1 | FLEX DUCT | 300 | . | . | . | VARCF-302 | NO
FLEX DUCT | 22 | 0 | . | 1 | FLEX DUCT | 300 | . | . | . | VARCF-304 | NO
FLEX DUCT | 22 | 0 | . | 1 | FLEX DUCT | 250 | . | . | . | VARCF-302 | NO
FLEX DUCT | 22 | 0 | . | 1 | FLEX DUCT | 250 | . | . | . | VARCF-304 | NO
FLEX DUCT | 22 | 0 | . | 4 | FLEX DUCT | 250 | . | . | . | VARCF-302/304 | NO
FLEX DUCT | 22 | 0 | . | 2 | FLEX DUCT | 250 | . | . | . | VARCF-302/304 | NO
FLEX DUCT | 22 | 0 | . | 1 | FLEX DUCT | 150 | . | . | . | VARCF-304 | NO
FLEX DUCT | 22 | 0 | . | 1 | FLEX DUCT | 150 | . | . | . | VARCF-302 | NO
FLEX DUCT | 22 | 0 | . | 5 | FLEX DUCT | 200 | . | . | . | VARCF-302/304 | NO
FLEX DUCT | 22 | 0 | . | 1 | FLEX DUCT | 150 | . | . | . | VARCF-302 | NO
FLEX DUCT | 22 | 0 | . | 1 | FLEX DUCT | 150 | . | . | . | VARCF-304 | NO
FLEX DUCT | 22 | 0 | . | 1 | FLEX DUCT | 150 | . | . | . | VARCF-304 | NO
FLEX DUCT | 22 | 0 | . | 1 | FLEX DUCT | 150 | . | . | . | VARCF-304 | NO
FLEX DUCT | 22 | 0 | . | 1 | FLEX DUCT | 150 | . | . | . | VARCF-304 | NO
FLEX DUCT | 22 | 0 | . | 1 | FLEX DUCT | 150 | . | . | . | VARCF-304 | NO
FLEX DUCT | 22 | 0 | . | 1 | FLEX DUCT | 150 | . | . | . | VARCF-304 | NO
FLEX DUCT | 22 | 0 | . | 1 | FLEX DUCT | 150 | . | . | . | VARCF-304 | NO
FLEX DUCT | 22 | 0 | . | 1 | FLEX DUCT | 150 | . | . | . | VARCF-304 | NO
FLEX DUCT | 22 | 0 | . | 1 | FLEX DUCT | 150 | . | . | . | VARCF-302 | NO
FLEX DUCT | 22 | 0 | . | 1 | FLEX DUCT | 150 | . | . | . | VARCF-302/304 | NO
FLEX DUCT | 22 | 0 | . | 1 | FLEX DUCT | 150 | . | . | . | VARCF-304 | NO
FLEX DUCT | 22 | 0 | . | 1 | FLEX DUCT | 150 | . | . | . | VARCF-302 | NO
FLEX DUCT | 22 | 0 | . | 2 | FLEX DUCT | 150 | . | . | . | VARCF-302/304 | NO
FLEX DUCT | 22 | 0 | . | 1 | FLEX DUCT | 200 | . | . | . | VARCF-302/304 | NO
FLEX DUCT | 22 | 0 | . | 1 | FLEX DUCT | 200 | . | . | . | VARCF-304 | NO
FLEX DUCT | 22 | 0 | . | 1 | FLEX DUCT | 200 | . | . | . | VARCF-302 | NO
FLEX DUCT | 22 | 0 | . | 1 | FLEX DUCT | 150 | . | . | . | VARCF-302 | NO
FLEX DUCT | 22 | 0 | . | 1 | FLEX DUCT | 150 | . | . | . | VARCF-304 | NO
FLEX DUCT | 22 | 0 | . | 1 | FLEX DUCT | 200 | . | . | . | VARCF-302/304 | NO
FLEX DUCT | 22 | 0 | . | 1 | FLEX DUCT | 150 | . | . | . | VARCF-302 | NO
FLEX DUCT | 22 | 0 | . | 1 | FLEX DUCT | 150 | . | . | . | VARCF-304 | NO
FLEX DUCT | 22 | 0 | . | 1 | FLEX DUCT | 200 | . | . | . | VARCF-302/304 | NO
FLEX DUCT | 22 | 0 | . | 1 | FLEX DUCT | 150 | . | . | . | VARCF-302 | NO
FLEX DUCT | 22 | 0 | . | 1 | FLEX DUCT | 150 | . | . | . | VARCF-304 | NO
FLEX DUCT | 22 | 0 | . | 1 | FLEX DUCT | 250 | . | . | . | VARCF-302/304 | NO
FLEX DUCT | 22 | 0 | . | 1 | FLEX DUCT | 150 | . | . | . | VARCF-302 | NO
FLEX DUCT | 22 | 0 | . | 1 | FLEX DUCT | 150 | . | . | . | VARCF-304 | NO
FLEX DUCT | 22 | 0 | . | 1 | FLEX DUCT | 200 | . | . | . | VARCF-302/304 | NO
FLEX DUCT | 22 | 0 | . | 1 | FLEX DUCT | 200 | . | . | . | VARCF-302/304 | NO
FLEX DUCT | 22 | 0 | . | 1 | FLEX DUCT | 250 | . | . | . | VARCF-302/304 | NO
FLEX DUCT | 22 | 0 | . | 1 | FLEX DUCT | 200 | . | . | . | VARCF-304 | NO
FLEX DUCT | 21 | 0 | . | 1 | FLEX DUCT | 200 | . | . | . | VARCF-302/304 | NO
FLEX DUCT | 6 | 0 | . | 1 | FLEX DUCT | 200 | . | . | . | VARCF-302/304 | NO
FLEX DUCT | 6 | 0 | . | 1 | FLEX DUCT | 200 | . | . | . | VARCF-302/304 | NO
FLEX DUCT | 6 | 0 | . | 1 | FLEX DUCT | 200 | . | . | . | VARCF-302/304 | NO
FLEX DUCT | 6 | 0 | . | 1 | FLEX DUCT | 300 | . | . | . | VARCF-304 | NO
FLEX DUCT | 6 | 0 | . | 1 | FLEX DUCT | 300 | . | . | . | VARCF-302 | NO
FLEX DUCT | 6 | 0 | . | 1 | FLEX DUCT | 150 | . | . | . | VARCF-304 | NO
FLEX DUCT | 6 | 0 | . | 1 | FLEX DUCT | 150 | . | . | . | VARCF-302 | NO
FLEX DUCT | 6 | 0 | . | 1 | FLEX DUCT | 150 | . | . | . | VARCF-302/304 | NO
FLEX DUCT | 6 | 0 | . | 1 | FLEX DUCT | 150 | . | . | . | VARCF-304 | NO
FLEX DUCT | 6 | 0 | . | 1 | FLEX DUCT | 150 | . | . | . | VARCF-302 | NO
FLEX DUCT | 6 | 0 | . | 1 | FLEX DUCT | 300 | . | . | . | VARCF-302 | NO
FLEX DUCT | 6 | 0 | . | 1 | FLEX DUCT | 300 | . | . | . | VARCF-304 | NO
FLEX DUCT | 6 | 0 | . | 1 | FLEX DUCT | 400 | . | . | . | VARCF-302 | NO
FLEX DUCT | 6 | 0 | . | 1 | FLEX DUCT | 400 | . | . | . | VARCF-304 | NO
FLEX DUCT | 6 | 0 | . | 1 | FLEX DUCT | 150 | . | . | . | VARCF-302 | NO
FLEX DUCT | 6 | 0 | . | 1 | FLEX DUCT | 150 | . | . | . | VARCF-304 | NO
FLEX DUCT | 6 | 0 | . | 1 | FLEX DUCT | 300 | . | . | . | VARCF-304 | NO
FLEX DUCT | 6 | 0 | . | 1 | FLEX DUCT | 300 | . | . | . | VARCF-302 | NO
FLEX DUCT | 6 | 0 | . | 1 | FLEX DUCT | 300 | . | . | . | VARCF-304 | NO
FLEX DUCT | 6 | 0 | . | 1 | FLEX DUCT | 300 | . | . | . | VARCF-302 | NO
FLEX DUCT | 6 | 0 | . | 12 | FLEX DUCT | 250 | . | . | . | VARCF-302/304 | NO
FLEX DUCT | 6 | 0 | . | 2 | FLEX DUCT | 200 | . | . | . | VARCF-302/304 | NO
FLEX DUCT | 6 | 0 | . | 1 | FLEX DUCT | 150 | . | . | . | VARCF-304 | NO
FLEX DUCT | 6 | 0 | . | 1 | FLEX DUCT | 150 | . | . | . | VARCF-302 | NO
FLEX DUCT | 6 | 0 | . | 1 | FLEX DUCT | 150 | . | . | . | VARCF-302/304 | NO
FLEX DUCT | 6 | 0 | . | 1 | FLEX DUCT | 200 | . | . | . | VARCF-302/304 | NO
FLEX DUCT | 6 | 0 | . | 1 | FLEX DUCT | 150 | . | . | . | VARCF-304 | NO
FLEX DUCT | 6 | 0 | . | 1 | FLEX DUCT | 150 | . | . | . | VARCF-302 | NO
FLEX DUCT | 6 | 0 | . | 1 | FLEX DUCT | 150 | . | . | . | VARCF-302/304 | NO
FLEX DUCT | 6 | 0 | . | 1 | FLEX DUCT | 250 | . | . | . | VARCF-304 | NO
FLEX DUCT | 6 | 0 | . | 1 | FLEX DUCT | 250 | . | . | . | VARCF-302 | NO
FLEX DUCT | 6 | 0 | . | 1 | FLEX DUCT | 250 | . | . | . | VARCF-304 | NO
FLEX DUCT | 6 | 0 | . | 1 | FLEX DUCT | 250 | . | . | . | VARCF-302 | NO
FLEX DUCT | 6 | 0 | . | 1 | FLEX DUCT | 200 | . | . | . | VARCF-302 | NO
FLEX DUCT | 6 | 0 | . | 1 | FLEX DUCT | 200 | . | . | . | VARCF-304 | NO
FLEX DUCT | 6 | 0 | . | 1 | FLEX DUCT | 400 | . | . | . | VARCF-302 | NO
FLEX DUCT | 6 | 0 | . | 1 | FLEX DUCT | 400 | . | . | . | VARCF-304 | NO
FLEX DUCT | 6 | 0 | . | 1 | FLEX DUCT | 300 | . | . | . | VARCF-302 | NO
FLEX DUCT | 6 | 0 | . | 1 | FLEX DUCT | 300 | . | . | . | VARCF-302 | NO
FLEX DUCT | 6 | 0 | . | 1 | FLEX DUCT | 150 | . | . | . | VARCF-302/304 | NO
FLEX DUCT | 6 | 0 | . | 1 | FLEX DUCT | 150 | . | . | . | VARCF-304 | NO
FLEX DUCT | 6 | 0 | . | 1 | FLEX DUCT | 150 | . | . | . | VARCF-302 | NO
FLEX DUCT | 6 | 0 | . | 1 | FLEX DUCT | 150 | . | . | . | VARCF-302/304 | NO
FLEX DUCT | 6 | 0 | . | 1 | FLEX DUCT | 200 | . | . | . | VARCF-302 | NO
FLEX DUCT | 6 | 0 | . | 1 | FLEX DUCT | 200 | . | . | . | VARCF-304 | NO
FLEX DUCT | 6 | 0 | . | 1 | FLEX DUCT | 200 | . | . | . | VARCF-304 | NO
FLEX DUCT | 6 | 0 | . | 1 | FLEX DUCT | 200 | . | . | . | VARCF-302 | NO
FLEX DUCT | 6 | 0 | . | 1 | FLEX DUCT | 250 | . | . | . | VARCF-302 | NO
FLEX DUCT | 6 | 0 | . | 1 | FLEX DUCT | 250 | . | . | . | VARCF-304 | NO
FLEX DUCT | 5 | 0 | . | 1 | FLEX DUCT | 350 | . | . | . | VARCF-305 | NO
FLEX DUCT | 5 | 0 | . | 1 | FLEX DUCT | 350 | . | . | . | VARCF-304 | NO
FLEX DUCT | 5 | 0 | . | 1 | FLEX DUCT | 350 | . | . | . | VARCF-304 | NO
FLEX DUCT | 5 | 0 | . | 1 | FLEX DUCT | 350 | . | . | . | VARCF-305 | NO
FLEX DUCT | 5 | 0 | . | 1 | FLEX DUCT | 250 | . | . | . | VARCF-304/305 | NO
FLEX DUCT | 5 | 0 | . | 1 | FLEX DUCT | 350 | . | . | . | VARCF-305 | NO
FLEX DUCT | 5 | 0 | . | 1 | FLEX DUCT | 350 | . | . | . | VARCF-304 | NO
FLEX DUCT | 5 | 0 | . | 1 | FLEX DUCT | 350 | . | . | . | VARCF-305 | NO
FLEX DUCT | 5 | 0 | . | 1 | FLEX DUCT | 350 | . | . | . | VARCF-304 | NO
FLEX DUCT | 5 | 0 | . | 1 | FLEX DUCT | 350 | . | . | . | VARCF-305 | NO
FLEX DUCT | 5 | 0 | . | 1 | FLEX DUCT | 350 | . | . | . | VARCF-304 | NO
FLEX DUCT | 5 | 0 | . | 1 | FLEX DUCT | 350 | . | . | . | VARCF-305 | NO
FLEX DUCT | 5 | 0 | . | 1 | FLEX DUCT | 350 | . | . | . | VARCF-304 | NO
FLEX DUCT | 5 | 0 | . | 1 | FLEX DUCT | 350 | . | . | . | VARCF-305 | NO
FLEX DUCT | 5 | 0 | . | 1 | FLEX DUCT | 350 | . | . | . | VARCF-304 | NO
FLEX DUCT | 5 | 0 | . | 1 | FLEX DUCT | 350 | . | . | . | VARCF-305 | NO
FLEX DUCT | 5 | 0 | . | 1 | FLEX DUCT | 350 | . | . | . | VARCF-304 | NO
FLEX DUCT | 5 | 0 | . | 2 | FLEX DUCT | 250 | . | . | . | VARCF-304/305 | NO
FLEX DUCT | 5 | 0 | . | 10 | FLEX DUCT | 200 | . | . | . | VARCF-304/305 | NO
FLEX DUCT | 19 | 0 | . | 1 | FLEX DUCT | 200 | . | . | . | VARCF-302/304 | NO
FLEX DUCT | 19 | 0 | . | 1 | FLEX DUCT | 150 | . | . | . | VARCF-302/304 | NO
FLEX DUCT | 19 | 0 | . | 1 | FLEX DUCT | 150 | . | . | . | VARCF-304 | NO
FLEX DUCT | 19 | 0 | . | 1 | FLEX DUCT | 150 | . | . | . | VARCF-304 | NO
FLEX DUCT | 19 | 0 | . | 1 | FLEX DUCT | 150 | . | . | . | VARCF-302 | NO
FLEX DUCT | 19 | 0 | . | 1 | FLEX DUCT | 200 | . | . | . | VARCF-302/304 | NO
FLEX DUCT | 19 | 0 | . | 1 | FLEX DUCT | 150 | . | . | . | VARCF-304 | NO
FLEX DUCT | 19 | 0 | . | 1 | FLEX DUCT | 150 | . | . | . | VARCF-302 | NO
FLEX DUCT | 19 | 0 | . | 1 | FLEX DUCT | 200 | . | . | . | VARCF-302/304 | NO
FLEX DUCT | 19 | 0 | . | 1 | FLEX DUCT | 150 | . | . | . | VARCF-304 | NO
FLEX DUCT | 19 | 0 | . | 1 | FLEX DUCT | 150 | . | . | . | VARCF-302 | NO
FLEX DUCT | 19 | 0 | . | 1 | FLEX DUCT | 150 | . | . | . | VARCF-304 | NO
FLEX DUCT | 19 | 0 | . | 1 | FLEX DUCT | 150 | . | . | . | VARCF-302 | NO
FLEX DUCT | 19 | 0 | . | 1 | FLEX DUCT | 150 | . | . | . | VARCF-304 | NO
FLEX DUCT | 19 | 0 | . | 1 | FLEX DUCT | 150 | . | . | . | VARCF-302 | NO
FLEX DUCT | 19 | 0 | . | 1 | FLEX DUCT | 150 | . | . | . | VARCF-304 | NO
FLEX DUCT | 19 | 0 | . | 1 | FLEX DUCT | 150 | . | . | . | VARCF-302 | NO
FLEX DUCT | 19 | 0 | . | 1 | FLEX DUCT | 150 | . | . | . | VARCF-304 | NO
FLEX DUCT | 19 | 0 | . | 1 | FLEX DUCT | 150 | . | . | . | VARCF-302 | NO
FLEX DUCT | 19 | 0 | . | 1 | FLEX DUCT | 150 | . | . | . | VARCF-304 | NO
FLEX DUCT | 19 | 0 | . | 1 | FLEX DUCT | 150 | . | . | . | VARCF-302 | NO
FLEX DUCT | 19 | 0 | . | 1 | FLEX DUCT | 150 | . | . | . | VARCF-304 | NO
FLEX DUCT | 19 | 0 | . | 1 | FLEX DUCT | 150 | . | . | . | VARCF-302 | NO
FLEX DUCT | 19 | 0 | . | 1 | FLEX DUCT | 150 | . | . | . | VARCF-304 | NO
FLEX DUCT | 19 | 0 | . | 1 | FLEX DUCT | 150 | . | . | . | VARCF-302 | NO
FLEX DUCT | 19 | 0 | . | 7 | FLEX DUCT | 200 | . | . | . | VARCF-302/304 | NO
FLEX DUCT | 19 | 0 | . | 1 | FLEX DUCT | 250 | . | . | . | VARCF-302/304 | NO
FLEX DUCT | 19 | 0 | . | 1 | FLEX DUCT | 250 | . | . | . | VARCF-302/304 | NO
FLEX DUCT | 19 | 0 | . | 1 | FLEX DUCT | 150 | . | . | . | VARCF-302/304 | NO
FLEX DUCT | 19 | 0 | . | 1 | FLEX DUCT | 150 | . | . | . | VARCF-304 | NO
FLEX DUCT | 19 | 0 | . | 1 | FLEX DUCT | 150 | . | . | . | VARCF-304 | NO
FLEX DUCT | 19 | 0 | . | 1 | FLEX DUCT | 150 | . | . | . | VARCF-302/304 | NO
FLEX DUCT | 19 | 0 | . | 1 | FLEX DUCT | 150 | . | . | . | VARCF-302/304 | NO
FLEX DUCT | 19 | 0 | . | 1 | FLEX DUCT | 150 | . | . | . | VARCF-302/304 | NO
FLEX DUCT | 19 | 0 | . | 1 | FLEX DUCT | 150 | . | . | . | VARCF-302/304 | NO
FLEX DUCT | 19 | 0 | . | 1 | FLEX DUCT | 150 | . | . | . | VARCF-304 | NO
FLEX DUCT | 19 | 0 | . | 1 | FLEX DUCT | 200 | . | . | . | VARCF-304 | NO
FLEX DUCT | 19 | 0 | . | 1 | FLEX DUCT | 200 | . | . | . | VARCF-302 | NO
FLEX DUCT | 19 | 0 | . | 4 | FLEX DUCT | 200 | . | . | . | VARCF-302/304 | NO
FLEX DUCT | 19 | 0 | . | 1 | FLEX DUCT | 250 | . | . | . | VARCF-302/304 | NO
FLEX DUCT | 19 | 0 | . | 1 | FLEX DUCT | 150 | . | . | . | VARCF-302/304 | NO
FLEX DUCT | 19 | 0 | . | 1 | FLEX DUCT | 150 | . | . | . | VARCF-304 | NO
FLEX DUCT | 19 | 0 | . | 1 | FLEX DUCT | 150 | . | . | . | VARCF-304 | NO
FLEX DUCT | 19 | 0 | . | 1 | FLEX DUCT | 150 | . | . | . | VARCF-302/304 | NO
FLEX DUCT | 19 | 0 | . | 1 | FLEX DUCT | 150 | . | . | . | VARCF-304 | NO
FLEX DUCT | 19 | 0 | . | 1 | FLEX DUCT | 150 | . | . | . | VARCF-302 | NO
FLEX DUCT | 19 | 0 | . | 1 | FLEX DUCT | 150 | . | . | . | VARCF-304 | NO
FLEX DUCT | 19 | 0 | . | 1 | FLEX DUCT | 150 | . | . | . | VARCF-302 | NO
FLEX DUCT | 19 | 0 | . | 1 | FLEX DUCT | 150 | . | . | . | VARCF-302 | NO
FLEX DUCT | 19 | 0 | . | 1 | FLEX DUCT | 150 | . | . | . | VARCF-304 | NO
FLEX DUCT | 19 | 0 | . | 1 | FLEX DUCT | 150 | . | . | . | VARCF-302 | NO
FLEX DUCT | 19 | 0 | . | 1 | FLEX DUCT | 150 | . | . | . | VARCF-304 | NO
FLEX DUCT | 19 | 0 | . | 1 | FLEX DUCT | 150 | . | . | . | VARCF-304 | NO
FLEX DUCT | 19 | 0 | . | 1 | FLEX DUCT | 150 | . | . | . | VARCF-302 | NO
FLEX DUCT | 19 | 0 | . | 1 | FLEX DUCT | 150 | . | . | . | VARCF-302 | NO
FLEX DUCT | 19 | 0 | . | 1 | FLEX DUCT | 150 | . | . | . | VARCF-304 | NO
FLEX DUCT | 19 | 0 | . | 1 | FLEX DUCT | 150 | . | . | . | VARCF-302 | NO
FLEX DUCT | 19 | 0 | . | 1 | FLEX DUCT | 150 | . | . | . | VARCF-304 | NO
FLEX DUCT | 19 | 0 | . | 1 | FLEX DUCT | 150 | . | . | . | VARCF-302/304 | NO
FLEX DUCT | 19 | 0 | . | 1 | FLEX DUCT | 150 | . | . | . | VARCF-302/304 | NO
FLEX DUCT | 19 | 0 | . | 1 | FLEX DUCT | 150 | . | . | . | VARCF-302/304 | NO
FLEX DUCT | 19 | 0 | . | 1 | FLEX DUCT | 150 | . | . | . | VARCF-302/304 | NO
FLEX DUCT | 19 | 0 | . | 1 | FLEX DUCT | 150 | . | . | . | VARCF-302/304 | NO
FLEX DUCT | 19 | 0 | . | 2 | FLEX DUCT | 200 | . | . | . | VARCF-302/304 | NO
FLEX DUCT | 19 | 0 | . | 1 | FLEX DUCT | 250 | . | . | . | VARCF-302/304 | NO
FLEX DUCT | 19 | 0 | . | 1 | FLEX DUCT | 150 | . | . | . | VARCF-304 | NO
FLEX DUCT | 19 | 0 | . | 1 | FLEX DUCT | 150 | . | . | . | VARCF-302 | NO
FLEX DUCT | 19 | 0 | . | 1 | FLEX DUCT | 250 | . | . | . | VARCF-304 | NO
FLEX DUCT | 19 | 0 | . | 1 | FLEX DUCT | 250 | . | . | . | VARCF-302 | NO
FLEX DUCT | 19 | 0 | . | 3 | FLEX DUCT | 200 | . | . | . | VARCF-302/304 | NO
FLEX DUCT | 19 | 0 | . | 1 | FLEX DUCT | 250 | . | . | . | VARCF-302/304 | NO
FLEX DUCT | 19 | 0 | . | 1 | FLEX DUCT | 250 | . | . | . | VARCF-302/304 | NO
FLEX DUCT | 19 | 0 | . | 1 | FLEX DUCT | 150 | . | . | . | VARCF-302 | NO
FLEX DUCT | 19 | 0 | . | 1 | FLEX DUCT | 150 | . | . | . | VARCF-304 | NO
FLEX DUCT | 19 | 0 | . | 1 | FLEX DUCT | 150 | . | . | . | VARCF-304 | NO
FLEX DUCT | 19 | 0 | . | 1 | FLEX DUCT | 150 | . | . | . | VARCF-302/304 | NO
FLEX DUCT | 19 | 0 | . | 1 | FLEX DUCT | 250 | . | . | . | VARCF-302/304 | NO
FLEX DUCT | 19 | 0 | . | 1 | FLEX DUCT | 150 | . | . | . | VARCF-302/304 | NO
FLEX DUCT | 19 | 0 | . | 1 | FLEX DUCT | 200 | . | . | . | VARCF-302 | NO
FLEX DUCT | 19 | 0 | . | 1 | FLEX DUCT | 200 | . | . | . | VARCF-304 | NO
FLEX DUCT | 19 | 0 | . | 1 | FLEX DUCT | 150 | . | . | . | VARCF-302 | NO
FLEX DUCT | 19 | 0 | . | 1 | FLEX DUCT | 150 | . | . | . | VARCF-304 | NO
FLEX DUCT | 19 | 0 | . | 1 | FLEX DUCT | 150 | . | . | . | VARCF-304 | NO
FLEX DUCT | 19 | 0 | . | 1 | FLEX DUCT | 150 | . | . | . | VARCF-302 | NO
FLEX DUCT | 19 | 0 | . | 1 | FLEX DUCT | 250 | . | . | . | VARCF-302/304 | NO
FLEX DUCT | 19 | 0 | . | 1 | FLEX DUCT | 250 | . | . | . | VARCF-302/304 | NO
FLEX DUCT | 19 | 0 | . | 1 | FLEX DUCT | 150 | . | . | . | VARCF-302 | NO
FLEX DUCT | 19 | 0 | . | 1 | FLEX DUCT | 150 | . | . | . | VARCF-304 | NO
FLEX DUCT | 19 | 0 | . | 1 | FLEX DUCT | 150 | . | . | . | VARCF-304 | NO
FLEX DUCT | 19 | 0 | . | 1 | FLEX DUCT | 150 | . | . | . | VARCF-302 | NO
FLEX DUCT | 19 | 0 | . | 3 | FLEX DUCT | 250 | . | . | . | VARCF-302/304 | NO
FLEX DUCT | 19 | 0 | . | 1 | FLEX DUCT | 150 | . | . | . | VARCF-304 | NO
FLEX DUCT | 19 | 0 | . | 1 | FLEX DUCT | 150 | . | . | . | VARCF-302 | NO
FLEX DUCT | 19 | 0 | . | 1 | FLEX DUCT | 150 | . | . | . | VARCF-304 | NO
FLEX DUCT | 19 | 0 | . | 1 | FLEX DUCT | 150 | . | . | . | VARCF-302 | NO
FLEX DUCT | 19 | 0 | . | 2 | FLEX DUCT | 250 | . | . | . | VARCF-302/304 | NO
FLEX DUCT | 19 | 0 | . | 1 | FLEX DUCT | 150 | . | . | . | VARCF-302 | NO
FLEX DUCT | 19 | 0 | . | 1 | FLEX DUCT | 150 | . | . | . | VARCF-304 | NO
FLEX DUCT | 19 | 0 | . | 1 | FLEX DUCT | 150 | . | . | . | VARCF-302 | NO
FLEX DUCT | 19 | 0 | . | 1 | FLEX DUCT | 150 | . | . | . | VARCF-304 | NO
FLEX DUCT | 19 | 0 | . | 1 | FLEX DUCT | 250 | . | . | . | VARCF-304 | NO
FLEX DUCT | 19 | 0 | . | 1 | FLEX DUCT | 250 | . | . | . | VARCF-302 | NO
FLEX DUCT | 19 | 0 | . | 2 | FLEX DUCT | 250 | . | . | . | VARCF-302/304 | NO
FLEX DUCT | 19 | 0 | . | 1 | FLEX DUCT | 250 | . | . | . | VARCF-302 | NO
FLEX DUCT | 19 | 0 | . | 1 | FLEX DUCT | 250 | . | . | . | VARCF-304 | NO
FLEX DUCT | 19 | 0 | . | 1 | FLEX DUCT | 250 | . | . | . | VARCF-302/304 | NO
FLEX DUCT | 18 | 0 | . | 1 | FLEX DUCT | 150 | . | . | . | VARCF-304 | NO
FLEX DUCT | 18 | 0 | . | 1 | FLEX DUCT | 150 | . | . | . | VARCF-305 | NO
FLEX DUCT | 18 | 0 | . | 1 | FLEX DUCT | 150 | . | . | . | VARCF-304 | NO
FLEX DUCT | 18 | 0 | . | 1 | FLEX DUCT | 150 | . | . | . | VARCF-305 | NO
FLEX DUCT | 18 | 0 | . | 1 | FLEX DUCT | 150 | . | . | . | VARCF-305 | NO
FLEX DUCT | 18 | 0 | . | 1 | FLEX DUCT | 150 | . | . | . | VARCF-304 | NO
FLEX DUCT | 18 | 0 | . | 1 | FLEX DUCT | 250 | . | . | . | VARCF-304/305 | NO
FLEX DUCT | 18 | 0 | . | 1 | FLEX DUCT | 250 | . | . | . | VARCF-304/305 | NO
FLEX DUCT | 18 | 0 | . | 1 | FLEX DUCT | 250 | . | . | . | VARCF-304/305 | NO
FLEX DUCT | 18 | 0 | . | 5 | FLEX DUCT | 200 | . | . | . | VARCF-304/305 | NO
FLEX DUCT | 18 | 0 | . | 1 | FLEX DUCT | 150 | . | . | . | VARCF-305 | NO
FLEX DUCT | 18 | 0 | . | 1 | FLEX DUCT | 150 | . | . | . | VARCF-304 | NO
FLEX DUCT | 18 | 0 | . | 1 | FLEX DUCT | 150 | . | . | . | VARCF-305 | NO
FLEX DUCT | 18 | 0 | . | 1 | FLEX DUCT | 150 | . | . | . | VARCF-304 | NO
FLEX DUCT | 18 | 0 | . | 1 | FLEX DUCT | 150 | . | . | . | VARCF-305 | NO
FLEX DUCT | 18 | 0 | . | 1 | FLEX DUCT | 150 | . | . | . | VARCF-304 | NO
FLEX DUCT | 18 | 0 | . | 1 | FLEX DUCT | 150 | . | . | . | VARCF-304 | NO
FLEX DUCT | 18 | 0 | . | 1 | FLEX DUCT | 150 | . | . | . | VARCF-305 | NO
FLEX DUCT | 18 | 0 | . | 1 | FLEX DUCT | 150 | . | . | . | VARCF-305 | NO
FLEX DUCT | 18 | 0 | . | 1 | FLEX DUCT | 150 | . | . | . | VARCF-304 | NO
FLEX DUCT | 18 | 0 | . | 1 | FLEX DUCT | 150 | . | . | . | VARCF-304/305 | NO
FLEX DUCT | 18 | 0 | . | 1 | FLEX DUCT | 150 | . | . | . | VARCF-305 | NO
FLEX DUCT | 18 | 0 | . | 1 | FLEX DUCT | 150 | . | . | . | VARCF-304 | NO
FLEX DUCT | 18 | 0 | . | 1 | FLEX DUCT | 150 | . | . | . | VARCF-304/305 | NO
FLEX DUCT | 18 | 0 | . | 1 | FLEX DUCT | 150 | . | . | . | VARCF-305 | NO
FLEX DUCT | 18 | 0 | . | 1 | FLEX DUCT | 150 | . | . | . | VARCF-304 | NO
FLEX DUCT | 18 | 0 | . | 1 | FLEX DUCT | 150 | . | . | . | VARCF-304 | NO
FLEX DUCT | 18 | 0 | . | 1 | FLEX DUCT | 150 | . | . | . | VARCF-305 | NO
FLEX DUCT | 18 | 0 | . | 1 | FLEX DUCT | 150 | . | . | . | VARCF-304/305 | NO
FLEX DUCT | 18 | 0 | . | 1 | FLEX DUCT | 150 | . | . | . | VARCF-304/305 | NO
FLEX DUCT | 18 | 0 | . | 1 | FLEX DUCT | 150 | . | . | . | VARCF-304/305 | NO
FLEX DUCT | 18 | 0 | . | 1 | FLEX DUCT | 200 | . | . | . | VARCF-305 | NO
FLEX DUCT | 18 | 0 | . | 1 | FLEX DUCT | 150 | . | . | . | VARCF-304/305 | NO
FLEX DUCT | 18 | 0 | . | 1 | FLEX DUCT | 200 | . | . | . | VARCF-304 | NO
FLEX DUCT | 18 | 0 | . | 1 | FLEX DUCT | 200 | . | . | . | VARCF-304 | NO
FLEX DUCT | 18 | 0 | . | 1 | FLEX DUCT | 200 | . | . | . | VARCF-305 | NO
FLEX DUCT | 18 | 0 | . | 3 | FLEX DUCT | 300 | . | . | . | VARCF-304/305 | NO
FLEX DUCT | 18 | 0 | . | 1 | FLEX DUCT | 200 | . | . | . | VARCF-305 | NO
FLEX DUCT | 18 | 0 | . | 1 | FLEX DUCT | 200 | . | . | . | VARCF-304 | NO
FLEX DUCT | 18 | 0 | . | 1 | FLEX DUCT | 200 | . | . | . | VARCF-304 | NO
FLEX DUCT | 18 | 0 | . | 1 | FLEX DUCT | 200 | . | . | . | VARCF-305 | NO
FLEX DUCT | 18 | 0 | . | 1 | FLEX DUCT | 200 | . | . | . | VARCF-304 | NO
FLEX DUCT | 18 | 0 | . | 1 | FLEX DUCT | 200 | . | . | . | VARCF-305 | NO
FLEX DUCT | 18 | 0 | . | 2 | FLEX DUCT | 300 | . | . | . | VARCF-304/305 | NO
FLEX DUCT | 18 | 0 | . | 1 | FLEX DUCT | 150 | . | . | . | VARCF-304/305 | NO
FLEX DUCT | 18 | 0 | . | 1 | FLEX DUCT | 150 | . | . | . | VARCF-304/305 | NO
FLEX DUCT | 18 | 0 | . | 1 | FLEX DUCT | 150 | . | . | . | VARCF-304 | NO
FLEX DUCT | 18 | 0 | . | 1 | FLEX DUCT | 150 | . | . | . | VARCF-305 | NO
FLEX DUCT | 18 | 0 | . | 1 | FLEX DUCT | 150 | . | . | . | VARCF-305 | NO
FLEX DUCT | 18 | 0 | . | 1 | FLEX DUCT | 150 | . | . | . | VARCF-304 | NO
FLEX DUCT | 18 | 0 | . | 1 | FLEX DUCT | 150 | . | . | . | VARCF-304 | NO
FLEX DUCT | 18 | 0 | . | 1 | FLEX DUCT | 150 | . | . | . | VARCF-305 | NO
FLEX DUCT | 18 | 0 | . | 1 | FLEX DUCT | 150 | . | . | . | VARCF-305 | NO
FLEX DUCT | 18 | 0 | . | 1 | FLEX DUCT | 150 | . | . | . | VARCF-304 | NO
FLEX DUCT | 18 | 0 | . | 1 | FLEX DUCT | 150 | . | . | . | VARCF-304/305 | NO
FLEX DUCT | 18 | 0 | . | 2 | FLEX DUCT | 150 | . | . | . | VARCF-304 | NO
FLEX DUCT | 18 | 0 | . | 2 | FLEX DUCT | 150 | . | . | . | VARCF-305 | NO
FLEX DUCT | 18 | 0 | . | 1 | FLEX DUCT | 150 | . | . | . | VARCF-304/305 | NO
FLEX DUCT | 18 | 0 | . | 1 | FLEX DUCT | 150 | . | . | . | VARCF-304 | NO
FLEX DUCT | 18 | 0 | . | 1 | FLEX DUCT | 150 | . | . | . | VARCF-305 | NO
FLEX DUCT | 18 | 0 | . | 4 | FLEX DUCT | 200 | . | . | . | VARCF-304/305 | NO
FLEX DUCT | 18 | 0 | . | 6 | FLEX DUCT | 200 | . | . | . | VARCF-304/305 | NO
FLEX DUCT | 18 | 0 | . | 1 | FLEX DUCT | 150 | . | . | . | VARCF-304/305 | NO
FLEX DUCT | 18 | 0 | . | 1 | FLEX DUCT | 150 | . | . | . | VARCF-304 | NO
FLEX DUCT | 18 | 0 | . | 1 | FLEX DUCT | 150 | . | . | . | VARCF-305 | NO
FLEX DUCT | 18 | 0 | . | 1 | FLEX DUCT | 150 | . | . | . | VARCF-304/305 | NO
FLEX DUCT | 18 | 0 | . | 1 | FLEX DUCT | 200 | . | . | . | VARCF-304/305 | NO
FLEX DUCT | 18 | 0 | . | 1 | FLEX DUCT | 200 | . | . | . | VARCF-304/305 | NO
FLEX DUCT | 18 | 0 | . | 1 | FLEX DUCT | 200 | . | . | . | VARCF-304/305 | NO
FLEX DUCT | 18 | 0 | . | 1 | FLEX DUCT | 200 | . | . | . | VARCF-304/305 | NO
FLEX DUCT | 18 | 0 | . | 1 | FLEX DUCT | 200 | . | . | . | VARCF-304/305 | NO
FLEX DUCT | 18 | 0 | . | 1 | FLEX DUCT | 200 | . | . | . | VARCF-304/305 | NO
FLEX DUCT | 18 | 0 | . | 1 | FLEX DUCT | 200 | . | . | . | VARCF-304/305 | NO
FLEX DUCT | 18 | 0 | . | 1 | FLEX DUCT | 200 | . | . | . | VARCF-305 | NO
FLEX DUCT | 18 | 0 | . | 1 | FLEX DUCT | 200 | . | . | . | VARCF-304 | NO
FLEX DUCT | 18 | 0 | . | 1 | FLEX DUCT | 200 | . | . | . | VARCF-304 | NO
FLEX DUCT | 18 | 0 | . | 1 | FLEX DUCT | 200 | . | . | . | VARCF-305 | NO
FLEX DUCT | 18 | 0 | . | 1 | FLEX DUCT | 150 | . | . | . | VARCF-304 | NO
FLEX DUCT | 18 | 0 | . | 1 | FLEX DUCT | 150 | . | . | . | VARCF-305 | NO
FLEX DUCT | 18 | 0 | . | 1 | FLEX DUCT | 150 | . | . | . | VARCF-304 | NO
FLEX DUCT | 18 | 0 | . | 1 | FLEX DUCT | 150 | . | . | . | VARCF-305 | NO
FLEX DUCT | 18 | 0 | . | 1 | FLEX DUCT | 250 | . | . | . | VARCF-305 | NO
FLEX DUCT | 18 | 0 | . | 1 | FLEX DUCT | 250 | . | . | . | VARCF-304 | NO
FLEX DUCT | 18 | 0 | . | 1 | FLEX DUCT | 250 | . | . | . | VARCF-304/305 | NO
FLEX DUCT | 18 | 0 | . | 1 | FLEX DUCT | 250 | . | . | . | VARCF-305 | NO
FLEX DUCT | 18 | 0 | . | 1 | FLEX DUCT | 250 | . | . | . | VARCF-304 | NO
FLEX DUCT | 18 | 0 | . | 1 | FLEX DUCT | 250 | . | . | . | VARCF-305 | NO
FLEX DUCT | 18 | 0 | . | 1 | FLEX DUCT | 250 | . | . | . | VARCF-304 | NO
FLEX DUCT | 18 | 0 | . | 1 | FLEX DUCT | 250 | . | . | . | VARCF-304 | NO
FLEX DUCT | 18 | 0 | . | 1 | FLEX DUCT | 250 | . | . | . | VARCF-303 | NO
FLEX DUCT | 18 | 0 | . | 1 | FLEX DUCT | 250 | . | . | . | VARCF-304 | NO
FLEX DUCT | 18 | 0 | . | 1 | FLEX DUCT | 250 | . | . | . | VARCF-305 | NO
FLEX DUCT | 18 | 0 | . | 1 | FLEX DUCT | 250 | . | . | . | VARCF-304/305 | NO
FLEX DUCT | 18 | 0 | . | 1 | FLEX DUCT | 250 | . | . | . | VARCF-304/305 | NO
FLEX DUCT | 18 | 0 | . | 1 | FLEX DUCT | 250 | . | . | . | VARCF-304/305 | NO
FLEX DUCT | 18 | 0 | . | 1 | FLEX DUCT | 250 | . | . | . | VARCF-304/305 | NO
FLEX DUCT | 18 | 0 | . | 1 | FLEX DUCT | 250 | . | . | . | VARCF-302 | NO
FLEX DUCT | 18 | 0 | . | 1 | FLEX DUCT | 250 | . | . | . | VARCF-304 | NO
FLEX DUCT | 18 | 0 | . | 1 | FLEX DUCT | 150 | . | . | . | VARCF-304 | NO
FLEX DUCT | 18 | 0 | . | 1 | FLEX DUCT | 150 | . | . | . | VARCF-305 | NO
FLEX DUCT | 18 | 0 | . | 1 | FLEX DUCT | 150 | . | . | . | VARCF-302 | NO
FLEX DUCT | 18 | 0 | . | 1 | FLEX DUCT | 150 | . | . | . | VARCF-304 | NO
FLEX DUCT | 18 | 0 | . | 1 | FLEX DUCT | 200 | . | . | . | VARCF-304 | NO
FLEX DUCT | 18 | 0 | . | 1 | FLEX DUCT | 200 | . | . | . | VARCF-305 | NO
FLEX DUCT | 18 | 0 | . | 1 | FLEX DUCT | 200 | . | . | . | VARCF-304/305 | NO
FLEX DUCT | 18 | 0 | . | 1 | FLEX DUCT | 200 | . | . | . | VARCF-304 | NO
FLEX DUCT | 18 | 0 | . | 1 | FLEX DUCT | 200 | . | . | . | VARCF-305 | NO
FLEX DUCT | 18 | 0 | . | 1 | FLEX DUCT | 200 | . | . | . | VARCF-304/305 | NO
FLEX DUCT | 18 | 0 | . | 1 | FLEX DUCT | 200 | . | . | . | VARCF-304/305 | NO
FLEX DUCT | 18 | 0 | . | 1 | FLEX DUCT | 200 | . | . | . | VARCF-304/305 | NO
FLEX DUCT | 18 | 0 | . | 1 | FLEX DUCT | 200 | . | . | . | VARCF-304 | NO
FLEX DUCT | 18 | 0 | . | 1 | FLEX DUCT | 200 | . | . | . | VARCF-302 | NO
FLEX DUCT | 18 | 0 | . | 1 | FLEX DUCT | 200 | . | . | . | VARCF-304/305 | NO
FLEX DUCT | 18 | 0 | . | 1 | FLEX DUCT | 200 | . | . | . | VARCF-304/305 | NO
FLEX DUCT | 18 | 0 | . | 4 | FLEX DUCT | 200 | . | . | . | VARCF-304/305 | NO
FLEX DUCT | 18 | 0 | . | 1 | FLEX DUCT | 200 | . | . | . | VARCF-302/304 | NO
FLEX DUCT | 18 | 0 | . | 4 | FLEX DUCT | 200 | . | . | . | VARCF-304/305 | NO
FLEX DUCT | 18 | 0 | . | 4 | FLEX DUCT | 250 | . | . | . | VFC-343 | NO
FLEX DUCT | 15 | 0 | . | 1 | FLEX DUCT | 200 | . | . | . | VARCF-304/305 | NO
FLEX DUCT | 15 | 0 | . | 1 | FLEX DUCT | 150 | . | . | . | VARCF-304/305 | NO
FLEX DUCT | 15 | 0 | . | 1 | FLEX DUCT | 250 | . | . | . | VARCF-304/305 | NO
FLEX DUCT | 15 | 0 | . | 1 | FLEX DUCT | 150 | . | . | . | VARCF-305 | NO
FLEX DUCT | 15 | 0 | . | 1 | FLEX DUCT | 150 | . | . | . | VARCF-305 | NO
FLEX DUCT | 15 | 0 | . | 1 | FLEX DUCT | 150 | . | . | . | VARCF-304 | NO
FLEX DUCT | 15 | 0 | . | 1 | FLEX DUCT | 150 | . | . | . | VARCF-304 | NO
FLEX DUCT | 15 | 0 | . | 1 | FLEX DUCT | 150 | . | . | . | VARCF-304 | NO
FLEX DUCT | 15 | 0 | . | 1 | FLEX DUCT | 150 | . | . | . | VARCF-305 | NO
FLEX DUCT | 15 | 0 | . | 1 | FLEX DUCT | 150 | . | . | . | VARCF-304 | NO
FLEX DUCT | 15 | 0 | . | 1 | FLEX DUCT | 150 | . | . | . | VARCF-305 | NO
FLEX DUCT | 15 | 0 | . | 1 | FLEX DUCT | 150 | . | . | . | VARCF-304 | NO
FLEX DUCT | 15 | 0 | . | 1 | FLEX DUCT | 150 | . | . | . | VARCF-305 | NO
FLEX DUCT | 15 | 0 | . | 1 | FLEX DUCT | 150 | . | . | . | VARCF-304 | NO
FLEX DUCT | 15 | 0 | . | 1 | FLEX DUCT | 150 | . | . | . | VARCF-304 | NO
FLEX DUCT | 15 | 0 | . | 1 | FLEX DUCT | 150 | . | . | . | VARCF-305 | NO
FLEX DUCT | 15 | 0 | . | 1 | FLEX DUCT | 150 | . | . | . | VARCF-305 | NO
FLEX DUCT | 15 | 0 | . | 1 | FLEX DUCT | 150 | . | . | . | VARCF-304/305 | NO
FLEX DUCT | 15 | 0 | . | 1 | FLEX DUCT | 150 | . | . | . | VARCF-304/305 | NO
FLEX DUCT | 15 | 0 | . | 1 | FLEX DUCT | 150 | . | . | . | VARCF-304/305 | NO
FLEX DUCT | 15 | 0 | . | 1 | FLEX DUCT | 150 | . | . | . | VARCF-305 | NO
FLEX DUCT | 15 | 0 | . | 1 | FLEX DUCT | 150 | . | . | . | VARCF-304 | NO
FLEX DUCT | 15 | 0 | . | 1 | FLEX DUCT | 150 | . | . | . | VARCF-304 | NO
FLEX DUCT | 15 | 0 | . | 1 | FLEX DUCT | 150 | . | . | . | VARCF-305 | NO
FLEX DUCT | 15 | 0 | . | 1 | FLEX DUCT | 150 | . | . | . | VARCF-304/305 | NO
FLEX DUCT | 15 | 0 | . | 1 | FLEX DUCT | 150 | . | . | . | VARCF-305 | NO
FLEX DUCT | 15 | 0 | . | 1 | FLEX DUCT | 150 | . | . | . | VARCF-304 | NO
FLEX DUCT | 15 | 0 | . | 1 | FLEX DUCT | 150 | . | . | . | VARCF-304/305 | NO
FLEX DUCT | 15 | 0 | . | 1 | FLEX DUCT | 150 | . | . | . | VARCF-305 | NO
FLEX DUCT | 15 | 0 | . | 1 | FLEX DUCT | 150 | . | . | . | VARCF-305 | NO
FLEX DUCT | 15 | 0 | . | 1 | FLEX DUCT | 150 | . | . | . | VARCF-304 | NO
FLEX DUCT | 15 | 0 | . | 1 | FLEX DUCT | 150 | . | . | . | VARCF-304 | NO
FLEX DUCT | 15 | 0 | . | 1 | FLEX DUCT | 150 | . | . | . | VARCF-305 | NO
FLEX DUCT | 15 | 0 | . | 1 | FLEX DUCT | 150 | . | . | . | VARCF-305 | NO
FLEX DUCT | 15 | 0 | . | 1 | FLEX DUCT | 150 | . | . | . | VARCF-304 | NO
FLEX DUCT | 15 | 0 | . | 1 | FLEX DUCT | 150 | . | . | . | VARCF-304 | NO
FLEX DUCT | 15 | 0 | . | 1 | FLEX DUCT | 150 | . | . | . | VARCF-305 | NO
FLEX DUCT | 15 | 0 | . | 1 | FLEX DUCT | 150 | . | . | . | VARCF-305 | NO
FLEX DUCT | 15 | 0 | . | 1 | FLEX DUCT | 150 | . | . | . | VARCF-304 | NO
FLEX DUCT | 15 | 0 | . | 1 | FLEX DUCT | 150 | . | . | . | VARCF-304 | NO
FLEX DUCT | 15 | 0 | . | 1 | FLEX DUCT | 150 | . | . | . | VARCF-305 | NO
FLEX DUCT | 15 | 0 | . | 1 | FLEX DUCT | 150 | . | . | . | VARCF-305 | NO
FLEX DUCT | 15 | 0 | . | 1 | FLEX DUCT | 150 | . | . | . | VARCF-304 | NO
FLEX DUCT | 15 | 0 | . | 1 | FLEX DUCT | 150 | . | . | . | VARCF-304 | NO
FLEX DUCT | 15 | 0 | . | 1 | FLEX DUCT | 150 | . | . | . | VARCF-305 | NO
FLEX DUCT | 15 | 0 | . | 1 | FLEX DUCT | 200 | . | . | . | VARCF-304 | NO
FLEX DUCT | 15 | 0 | . | 1 | FLEX DUCT | 200 | . | . | . | VARCF-305 | NO
FLEX DUCT | 15 | 0 | . | 1 | FLEX DUCT | 200 | . | . | . | VARCF-304/305 | NO
FLEX DUCT | 15 | 0 | . | 1 | FLEX DUCT | 200 | . | . | . | VARCF-304/305 | NO
FLEX DUCT | 15 | 0 | . | 1 | FLEX DUCT | 200 | . | . | . | VARCF-304/305 | NO
FLEX DUCT | 15 | 0 | . | 1 | FLEX DUCT | 200 | . | . | . | VARCF-304/305 | NO
FLEX DUCT | 15 | 0 | . | 1 | FLEX DUCT | 200 | . | . | . | VARCF-304/305 | NO
FLEX DUCT | 15 | 0 | . | 1 | FLEX DUCT | 200 | . | . | . | VARCF-304/305 | NO
FLEX DUCT | 15 | 0 | . | 1 | FLEX DUCT | 200 | . | . | . | VARCF-304/305 | NO
FLEX DUCT | 15 | 0 | . | 1 | FLEX DUCT | 200 | . | . | . | VARCF-304/305 | NO
FLEX DUCT | 15 | 0 | . | 1 | FLEX DUCT | 200 | . | . | . | VARCF-304/305 | NO
FLEX DUCT | 15 | 0 | . | 1 | FLEX DUCT | 200 | . | . | . | VARCF-304/305 | NO
FLEX DUCT | 15 | 0 | . | 1 | FLEX DUCT | 250 | . | . | . | VARCF-304/305 | NO
FLEX DUCT | 15 | 0 | . | 1 | FLEX DUCT | 200 | . | . | . | VARCF-304/305 | NO
FLEX DUCT | 15 | 0 | . | 1 | FLEX DUCT | 200 | . | . | . | VARCF-304/305 | NO
FLEX DUCT | 15 | 0 | . | 1 | FLEX DUCT | 200 | . | . | . | VARCF-304/305 | NO
FLEX DUCT | 15 | 0 | . | 1 | FLEX DUCT | 200 | . | . | . | VARCF-304/305 | NO
FLEX DUCT | 15 | 0 | . | 1 | FLEX DUCT | 250 | . | . | . | VARCF-304/305 | NO
FLEX DUCT | 15 | 0 | . | 1 | FLEX DUCT | 200 | . | . | . | VARCF-304/305 | NO
FLEX DUCT | 15 | 0 | . | 1 | FLEX DUCT | 200 | . | . | . | VARCF-304/305 | NO
FLEX DUCT | 15 | 0 | . | 1 | FLEX DUCT | 200 | . | . | . | VARCF-305 | NO
FLEX DUCT | 15 | 0 | . | 1 | FLEX DUCT | 200 | . | . | . | VARCF-304 | NO
FLEX DUCT | 15 | 0 | . | 1 | FLEX DUCT | 200 | . | . | . | VARCF-304/305 | NO
FLEX DUCT | 15 | 0 | . | 1 | FLEX DUCT | 200 | . | . | . | VARCF-304 | NO
FLEX DUCT | 15 | 0 | . | 1 | FLEX DUCT | 200 | . | . | . | VARCF-305 | NO
FLEX DUCT | 15 | 0 | . | 1 | FLEX DUCT | 200 | . | . | . | VARCF-304/305 | NO
FLEX DUCT | 15 | 0 | . | 1 | FLEX DUCT | 200 | . | . | . | VARCF-304/305 | NO
FLEX DUCT | 15 | 0 | . | 1 | FLEX DUCT | 250 | . | . | . | VARCF-305 | NO
FLEX DUCT | 15 | 0 | . | 1 | FLEX DUCT | 250 | . | . | . | VARCF-304 | NO
FLEX DUCT | 15 | 0 | . | 1 | FLEX DUCT | 250 | . | . | . | VARCF-305 | NO
FLEX DUCT | 15 | 0 | . | 1 | FLEX DUCT | 250 | . | . | . | VARCF-304 | NO
FLEX DUCT | 15 | 0 | . | 1 | FLEX DUCT | 300 | . | . | . | VARCF-304/305 | NO
FLEX DUCT | 15 | 0 | . | 1 | FLEX DUCT | 300 | . | . | . | VARCF-304/305 | NO
FLEX DUCT | 15 | 0 | . | 1 | FLEX DUCT | 300 | . | . | . | VARCF-304/305 | NO
FLEX DUCT | 15 | 0 | . | 1 | FLEX DUCT | 300 | . | . | . | VARCF-304/305 | NO
FLEX DUCT | 15 | 0 | . | 1 | FLEX DUCT | 300 | . | . | . | VARCF-304/305 | NO
FLEX DUCT | 15 | 0 | . | 1 | FLEX DUCT | 300 | . | . | . | VARCF-304/305 | NO
FLEX DUCT | 15 | 0 | . | 1 | FLEX DUCT | 300 | . | . | . | VARCF-304/305 | NO
FLEX DUCT | 15 | 0 | . | 1 | FLEX DUCT | 300 | . | . | . | VARCF-304/305 | NO
FLEX DUCT | 15 | 0 | . | 1 | FLEX DUCT | 300 | . | . | . | VARCF-304/305 | NO
FLEX DUCT | 15 | 0 | . | 1 | FLEX DUCT | 300 | . | . | . | VARCF-304/305 | NO
FLEX DUCT | 15 | 0 | . | 1 | FLEX DUCT | 300 | . | . | . | VARCF-304/305 | NO
FLEX DUCT | 15 | 0 | . | 1 | FLEX DUCT | 300 | . | . | . | VARCF-304/305 | NO
FLEX DUCT | 15 | 0 | . | 1 | FLEX DUCT | 350 | . | . | . | VARCF-304 | NO
FLEX DUCT | 15 | 0 | . | 1 | FLEX DUCT | 350 | . | . | . | VARCF-305 | NO
FLEX DUCT | 15 | 0 | . | 1 | FLEX DUCT | 300 | . | . | . | VARCF-304/305 | NO
FLEX DUCT | 15 | 0 | . | 1 | FLEX DUCT | 300 | . | . | . | VARCF-304/305 | NO
FLEX DUCT | 15 | 0 | . | 1 | FLEX DUCT | 150 | . | . | . | VARCF-304/305 | NO
FLEX DUCT | 15 | 0 | . | 1 | FLEX DUCT | 250 | . | . | . | VARCF-304/305 | NO
FLEX DUCT | 15 | 0 | . | 1 | FLEX DUCT | 150 | . | . | . | VARCF-304 | NO
FLEX DUCT | 15 | 0 | . | 1 | FLEX DUCT | 150 | . | . | . | VARCF-305 | NO
FLEX DUCT | 15 | 0 | . | 1 | FLEX DUCT | 150 | . | . | . | VARCF-305 | NO
FLEX DUCT | 15 | 0 | . | 1 | FLEX DUCT | 150 | . | . | . | VARCF-304 | NO
FLEX DUCT | 15 | 0 | . | 1 | FLEX DUCT | 300 | . | . | . | VARCF-304 | NO
FLEX DUCT | 15 | 0 | . | 1 | FLEX DUCT | 300 | . | . | . | VARCF-305 | NO
FLEX DUCT | 15 | 0 | . | 1 | FLEX DUCT | 250 | . | . | . | VARCF-304/305 | NO
FLEX DUCT | 15 | 0 | . | 1 | FLEX DUCT | 250 | . | . | . | VARCF-304/305 | NO
FLEX DUCT | 15 | 0 | . | 1 | FLEX DUCT | 250 | . | . | . | VARCF-304/305 | NO
FLEX DUCT | 15 | 0 | . | 1 | FLEX DUCT | 250 | . | . | . | VARCF-304/305 | NO
FLEX DUCT | 15 | 0 | . | 1 | FLEX DUCT | 200 | . | . | . | VARCF-304/305 | NO
FLEX DUCT | 15 | 0 | . | 1 | FLEX DUCT | 200 | . | . | . | VARCF-304/305 | NO
FLEX DUCT | 15 | 0 | . | 1 | FLEX DUCT | 200 | . | . | . | VARCF-304/305 | NO
FLEX DUCT | 15 | 0 | . | 1 | FLEX DUCT | 200 | . | . | . | VARCF-304/305 | NO
FLEX DUCT | 15 | 0 | . | 1 | FLEX DUCT | 200 | . | . | . | VARCF-304/305 | NO
FLEX DUCT | 15 | 0 | . | 1 | FLEX DUCT | 200 | . | . | . | VARCF-304/305 | NO
FLEX DUCT | 15 | 0 | . | 1 | FLEX DUCT | 200 | . | . | . | VARCF-304/305 | NO
FLEX DUCT | 15 | 0 | . | 1 | FLEX DUCT | 200 | . | . | . | VARCF-304/305 | NO
FLEX DUCT | 15 | 0 | . | 1 | FLEX DUCT | 150 | . | . | . | VARCF-302/304 | NO
FLEX DUCT | 15 | 0 | . | 1 | FLEX DUCT | 250 | . | . | . | VARCF-304 | NO
FLEX DUCT | 15 | 0 | . | 1 | FLEX DUCT | 250 | . | . | . | VARCF-302 | NO
FLEX DUCT | 15 | 0 | . | 1 | FLEX DUCT | 150 | . | . | . | VARCF-304 | NO
FLEX DUCT | 15 | 0 | . | 1 | FLEX DUCT | 150 | . | . | . | VARCF-302 | NO
FLEX DUCT | 15 | 0 | . | 1 | FLEX DUCT | 150 | . | . | . | VARCF-304 | NO
FLEX DUCT | 15 | 0 | . | 1 | FLEX DUCT | 150 | . | . | . | VARCF-302 | NO
FLEX DUCT | 15 | 0 | . | 1 | FLEX DUCT | 250 | . | . | . | VARCF-302/304 | NO
FLEX DUCT | 15 | 0 | . | 1 | FLEX DUCT | 200 | . | . | . | VARCF-304 | NO
FLEX DUCT | 15 | 0 | . | 1 | FLEX DUCT | 200 | . | . | . | VARCF-302 | NO
FLEX DUCT | 15 | 0 | . | 1 | FLEX DUCT | 200 | . | . | . | VARCF-302/304 | NO
FLEX DUCT | 15 | 0 | . | 1 | FLEX DUCT | 200 | . | . | . | VARCF-302/304 | NO
FLEX DUCT | 15 | 0 | . | 1 | FLEX DUCT | 200 | . | . | . | VARCF-302/304 | NO
FLEX DUCT | 15 | 0 | . | 1 | FLEX DUCT | 150 | . | . | . | VARCF-302 | NO
FLEX DUCT | 15 | 0 | . | 1 | FLEX DUCT | 150 | . | . | . | VARCF-304 | NO
FLEX DUCT | 15 | 0 | . | 1 | FLEX DUCT | 250 | . | . | . | VFC-344 | NO
FLEX DUCT | 15 | 0 | . | 1 | FLEX DUCT | 250 | . | . | . | VFC-344 | NO
FLEX DUCT | 15 | 0 | . | 1 | FLEX DUCT | 250 | . | . | . | VFC-344 | NO
FLEX DUCT | 15 | 0 | . | 1 | FLEX DUCT | 250 | . | . | . | VFC-344 | NO
FLEX DUCT | 15 | 0 | . | 1 | FLEX DUCT | 300 | . | . | . | VARCF-304 | NO
FLEX DUCT | 15 | 0 | . | 1 | FLEX DUCT | 300 | . | . | . | VARCF-305 | NO
FLEX DUCT | 15 | 0 | . | 1 | FLEX DUCT | 250 | . | . | . | VARCF-304 | NO
FLEX DUCT | 15 | 0 | . | 1 | FLEX DUCT | 250 | . | . | . | VARCF-305 | NO
FLEX DUCT | 15 | 0 | . | 1 | FLEX DUCT | 250 | . | . | . | VARCF-304 | NO
FLEX DUCT | 15 | 0 | . | 1 | FLEX DUCT | 250 | . | . | . | VARCF-305 | NO
FLEX DUCT | 15 | 0 | . | 1 | FLEX DUCT | 200 | . | . | . | VARCF-304 | NO
FLEX DUCT | 15 | 0 | . | 1 | FLEX DUCT | 200 | . | . | . | VARCF-305 | NO
FLEX DUCT | 15 | 0 | . | 1 | FLEX DUCT | 150 | . | . | . | VARCF-302/304 | NO
FLEX DUCT | 15 | 0 | . | 2 | FLEX DUCT | 250 | . | . | . | VARCF-304 | NO
FLEX DUCT | 16 | 0 | . | 1 | FLEX DUCT | 250 | . | . | . | VARCF-302/304 | NO
FLEX DUCT | 16 | 0 | . | 1 | FLEX DUCT | 250 | . | . | . | VARCF-302/304 | NO
FLEX DUCT | 16 | 0 | . | 1 | FLEX DUCT | 250 | . | . | . | VARCF-302/304 | NO
FLEX DUCT | 16 | 0 | . | 1 | FLEX DUCT | 250 | . | . | . | VARCF-304 | NO
FLEX DUCT | 16 | 0 | . | 1 | FLEX DUCT | 250 | . | . | . | VARCF-302 | NO
FLEX DUCT | 16 | 0 | . | 1 | FLEX DUCT | 150 | . | . | . | VARCF-304 | NO
FLEX DUCT | 16 | 0 | . | 1 | FLEX DUCT | 150 | . | . | . | VARCF-302 | NO
FLEX DUCT | 16 | 0 | . | 1 | FLEX DUCT | 150 | . | . | . | VARCF-302/304 | NO
FLEX DUCT | 16 | 0 | . | 1 | FLEX DUCT | 150 | . | . | . | VARCF-302/304 | NO
FLEX DUCT | 16 | 0 | . | 1 | FLEX DUCT | 150 | . | . | . | VARCF-304 | NO
FLEX DUCT | 16 | 0 | . | 1 | FLEX DUCT | 150 | . | . | . | VARCF-302 | NO
FLEX DUCT | 16 | 0 | . | 1 | FLEX DUCT | 150 | . | . | . | VARCF-304 | NO
FLEX DUCT | 16 | 0 | . | 1 | FLEX DUCT | 150 | . | . | . | VARCF-302 | NO
FLEX DUCT | 16 | 0 | . | 1 | FLEX DUCT | 150 | . | . | . | VARCF-302 | NO
FLEX DUCT | 16 | 0 | . | 1 | FLEX DUCT | 150 | . | . | . | VARCF-304 | NO
FLEX DUCT | 16 | 0 | . | 1 | FLEX DUCT | 150 | . | . | . | VARCF-304 | NO
FLEX DUCT | 16 | 0 | . | 1 | FLEX DUCT | 150 | . | . | . | VARCF-302 | NO
FLEX DUCT | 16 | 0 | . | 1 | FLEX DUCT | 150 | . | . | . | VARCF-304 | NO
FLEX DUCT | 16 | 0 | . | 1 | FLEX DUCT | 150 | . | . | . | VARCF-302 | NO
FLEX DUCT | 16 | 0 | . | 1 | FLEX DUCT | 150 | . | . | . | VARCF-302 | NO
FLEX DUCT | 16 | 0 | . | 1 | FLEX DUCT | 150 | . | . | . | VARCF-304 | NO
FLEX DUCT | 16 | 0 | . | 1 | FLEX DUCT | 150 | . | . | . | VARCF-304 | NO
FLEX DUCT | 16 | 0 | . | 1 | FLEX DUCT | 150 | . | . | . | VARCF-302 | NO
FLEX DUCT | 16 | 0 | . | 1 | FLEX DUCT | 150 | . | . | . | VARCF-302 | NO
FLEX DUCT | 16 | 0 | . | 1 | FLEX DUCT | 150 | . | . | . | VARCF-304 | NO
FLEX DUCT | 16 | 0 | . | 1 | FLEX DUCT | 150 | . | . | . | VARCF-302 | NO
FLEX DUCT | 16 | 0 | . | 1 | FLEX DUCT | 150 | . | . | . | VARCF-304 | NO
FLEX DUCT | 16 | 0 | . | 1 | FLEX DUCT | 150 | . | . | . | VARCF-304 | NO
FLEX DUCT | 16 | 0 | . | 1 | FLEX DUCT | 150 | . | . | . | VARCF-302 | NO
FLEX DUCT | 16 | 0 | . | 1 | FLEX DUCT | 150 | . | . | . | VARCF-302 | NO
FLEX DUCT | 16 | 0 | . | 1 | FLEX DUCT | 150 | . | . | . | VARCF-304 | NO
FLEX DUCT | 16 | 0 | . | 1 | FLEX DUCT | 150 | . | . | . | VARCF-302 | NO
FLEX DUCT | 16 | 0 | . | 1 | FLEX DUCT | 150 | . | . | . | VARCF-304 | NO
FLEX DUCT | 16 | 0 | . | 1 | FLEX DUCT | 150 | . | . | . | VARCF-302 | NO
FLEX DUCT | 16 | 0 | . | 1 | FLEX DUCT | 150 | . | . | . | VARCF-304 | NO
FLEX DUCT | 16 | 0 | . | 1 | FLEX DUCT | 150 | . | . | . | VARCF-304 | NO
FLEX DUCT | 16 | 0 | . | 1 | FLEX DUCT | 150 | . | . | . | VARCF-302 | NO
FLEX DUCT | 16 | 0 | . | 1 | FLEX DUCT | 150 | . | . | . | VARCF-302 | NO
FLEX DUCT | 16 | 0 | . | 1 | FLEX DUCT | 150 | . | . | . | VARCF-304 | NO
FLEX DUCT | 16 | 0 | . | 1 | FLEX DUCT | 150 | . | . | . | VARCF-302 | NO
FLEX DUCT | 16 | 0 | . | 1 | FLEX DUCT | 200 | . | . | . | VARCF-302/304 | NO
FLEX DUCT | 16 | 0 | . | 1 | FLEX DUCT | 200 | . | . | . | VARCF-302/304 | NO
FLEX DUCT | 16 | 0 | . | 1 | FLEX DUCT | 200 | . | . | . | VARCF-304 | NO
FLEX DUCT | 16 | 0 | . | 1 | FLEX DUCT | 200 | . | . | . | VARCF-302 | NO
FLEX DUCT | 16 | 0 | . | 1 | FLEX DUCT | 200 | . | . | . | VARCF-304 | NO
FLEX DUCT | 16 | 0 | . | 1 | FLEX DUCT | 200 | . | . | . | VARCF-302 | NO
FLEX DUCT | 16 | 0 | . | 1 | FLEX DUCT | 200 | . | . | . | VARCF-302/304 | NO
FLEX DUCT | 16 | 0 | . | 1 | FLEX DUCT | 200 | . | . | . | VARCF-302/304 | NO
FLEX DUCT | 16 | 0 | . | 1 | FLEX DUCT | 200 | . | . | . | VARCF-302/304 | NO
FLEX DUCT | 16 | 0 | . | 1 | FLEX DUCT | 200 | . | . | . | VARCF-302/304 | NO
FLEX DUCT | 16 | 0 | . | 1 | FLEX DUCT | 250 | . | . | . | VARCF-302/304 | NO
FLEX DUCT | 16 | 0 | . | 1 | FLEX DUCT | 200 | . | . | . | VARCF-302/304 | NO
FLEX DUCT | 16 | 0 | . | 1 | FLEX DUCT | 200 | . | . | . | VARCF-302 | NO
FLEX DUCT | 16 | 0 | . | 1 | FLEX DUCT | 200 | . | . | . | VARCF-302 | NO
FLEX DUCT | 16 | 0 | . | 1 | FLEX DUCT | 200 | . | . | . | VARCF-304 | NO
FLEX DUCT | 16 | 0 | . | 1 | FLEX DUCT | 200 | . | . | . | VARCF-302 | NO
FLEX DUCT | 16 | 0 | . | 1 | FLEX DUCT | 200 | . | . | . | VARCF-304 | NO
FLEX DUCT | 16 | 0 | . | 1 | FLEX DUCT | 250 | . | . | . | VARCF-302/304 | NO
FLEX DUCT | 16 | 0 | . | 1 | FLEX DUCT | 200 | . | . | . | VARCF-302/304 | NO
FLEX DUCT | 16 | 0 | . | 1 | FLEX DUCT | 200 | . | . | . | VARCF-302/304 | NO
FLEX DUCT | 16 | 0 | . | 1 | FLEX DUCT | 200 | . | . | . | VARCF-302/304 | NO
FLEX DUCT | 16 | 0 | . | 1 | FLEX DUCT | 200 | . | . | . | VARCF-302 | NO
FLEX DUCT | 16 | 0 | . | 1 | FLEX DUCT | 200 | . | . | . | VARCF-304 | NO
FLEX DUCT | 16 | 0 | . | 1 | FLEX DUCT | 200 | . | . | . | VARCF-302/304 | NO
FLEX DUCT | 16 | 0 | . | 1 | FLEX DUCT | 200 | . | . | . | VARCF-302 | NO
FLEX DUCT | 16 | 0 | . | 1 | FLEX DUCT | 200 | . | . | . | VARCF-304 | NO
FLEX DUCT | 16 | 0 | . | 1 | FLEX DUCT | 250 | . | . | . | VARCF-302/304 | NO
FLEX DUCT | 16 | 0 | . | 1 | FLEX DUCT | 250 | . | . | . | VARCF-302/304 | NO
FLEX DUCT | 16 | 0 | . | 1 | FLEX DUCT | 250 | . | . | . | VARCF-302/304 | NO
FLEX DUCT | 16 | 0 | . | 1 | FLEX DUCT | 250 | . | . | . | VARCF-302/304 | NO
FLEX DUCT | 16 | 0 | . | 1 | FLEX DUCT | 250 | . | . | . | VARCF-302/304 | NO
FLEX DUCT | 16 | 0 | . | 1 | FLEX DUCT | 250 | . | . | . | VARCF-302/304 | NO
FLEX DUCT | 16 | 0 | . | 1 | FLEX DUCT | 250 | . | . | . | VARCF-302/304 | NO
FLEX DUCT | 16 | 0 | . | 1 | FLEX DUCT | 250 | . | . | . | VARCF-302/304 | NO
FLEX DUCT | 16 | 0 | . | 1 | FLEX DUCT | 250 | . | . | . | VARCF-302/304 | NO
FLEX DUCT | 16 | 0 | . | 1 | FLEX DUCT | 250 | . | . | . | VARCF-302/304 | NO
FLEX DUCT | 16 | 0 | . | 1 | FLEX DUCT | 250 | . | . | . | VARCF-302/304 | NO
FLEX DUCT | 16 | 0 | . | 1 | FLEX DUCT | 350 | . | . | . | VARCF-302 | NO
FLEX DUCT | 16 | 0 | . | 1 | FLEX DUCT | 350 | . | . | . | VARCF-304 | NO
FLEX DUCT | 16 | 0 | . | 1 | FLEX DUCT | 300 | . | . | . | VARCF-302/304 | NO
FLEX DUCT | 16 | 0 | . | 1 | FLEX DUCT | 300 | . | . | . | VARCF-302/304 | NO
FLEX DUCT | 16 | 0 | . | 1 | FLEX DUCT | 300 | . | . | . | VARCF-302/304 | NO
FLEX DUCT | 16 | 0 | . | 1 | FLEX DUCT | 300 | . | . | . | VARCF-302/304 | NO
FLEX DUCT | 16 | 0 | . | 1 | FLEX DUCT | 200 | . | . | . | VARCF-302/304 | NO
FLEX DUCT | 16 | 0 | . | 1 | FLEX DUCT | 200 | . | . | . | VARCF-302/304 | NO
FLEX DUCT | 16 | 0 | . | 1 | FLEX DUCT | 200 | . | . | . | VARCF-302/304 | NO
FLEX DUCT | 16 | 0 | . | 1 | FLEX DUCT | 200 | . | . | . | VARCF-302/304 | NO
FLEX DUCT | 16 | 0 | . | 1 | FLEX DUCT | 200 | . | . | . | VARCF-302/304 | NO
FLEX DUCT | 16 | 0 | . | 1 | FLEX DUCT | 200 | . | . | . | VARCF-302/304 | NO
FLEX DUCT | 16 | 0 | . | 1 | FLEX DUCT | 200 | . | . | . | VARCF-302/304 | NO
FLEX DUCT | 16 | 0 | . | 1 | FLEX DUCT | 200 | . | . | . | VARCF-302/304 | NO
FLEX DUCT | 16 | 0 | . | 1 | FLEX DUCT | 200 | . | . | . | VARCF-302/304 | NO
FLEX DUCT | 16 | 0 | . | 1 | FLEX DUCT | 200 | . | . | . | VARCF-302/304 | NO
FLEX DUCT | 16 | 0 | . | 1 | FLEX DUCT | 200 | . | . | . | VARCF-302/304 | NO
FLEX DUCT | 16 | 0 | . | 1 | FLEX DUCT | 200 | . | . | . | VARCF-302/304 | NO
FLEX DUCT | 16 | 0 | . | 1 | FLEX DUCT | 200 | . | . | . | VARCF-302/304 | NO
FLEX DUCT | 16 | 0 | . | 1 | FLEX DUCT | 200 | . | . | . | VARCF-302/304 | NO
FLEX DUCT | 16 | 0 | . | 1 | FLEX DUCT | 200 | . | . | . | VARCF-302/304 | NO
FLEX DUCT | 16 | 0 | . | 1 | FLEX DUCT | 200 | . | . | . | VARCF-302/304 | NO
FLEX DUCT | 16 | 0 | . | 1 | FLEX DUCT | 200 | . | . | . | VARCF-302/304 | NO
FLEX DUCT | 16 | 0 | . | 1 | FLEX DUCT | 200 | . | . | . | VARCF-302/304 | NO
FLEX DUCT | 16 | 0 | . | 1 | FLEX DUCT | 350 | . | . | . | VARCF-304 | NO
FLEX DUCT | 16 | 0 | . | 1 | FLEX DUCT | 350 | . | . | . | VARCF-302 | NO
FLEX DUCT | 16 | 0 | . | 1 | FLEX DUCT | 350 | . | . | . | VARCF-304 | NO
FLEX DUCT | 16 | 0 | . | 1 | FLEX DUCT | 350 | . | . | . | VARCF-302 | NO
FLEX DUCT | 16 | 0 | . | 1 | FLEX DUCT | 350 | . | . | . | VARCF-304 | NO
FLEX DUCT | 16 | 0 | . | 1 | FLEX DUCT | 350 | . | . | . | VARCF-302 | NO
FLEX DUCT | 16 | 0 | . | 1 | FLEX DUCT | 200 | . | . | . | VARCF-302/304 | NO
FLEX DUCT | 16 | 0 | . | 1 | FLEX DUCT | 350 | . | . | . | VARCF-302/304 | NO
FLEX DUCT | 16 | 0 | . | 1 | FLEX DUCT | 200 | . | . | . | VARCF-304 | NO
FLEX DUCT | 16 | 0 | . | 1 | FLEX DUCT | 200 | . | . | . | VARCF-302 | NO
FLEX DUCT | 16 | 0 | . | 1 | FLEX DUCT | 250 | . | . | . | VARCF-304 | NO
FLEX DUCT | 16 | 0 | . | 1 | FLEX DUCT | 250 | . | . | . | VARCF-302 | NO
FLEX DUCT | 16 | 0 | . | 1 | FLEX DUCT | 300 | . | . | . | VARCF-302/304 | NO
FLEX DUCT | 16 | 0 | . | 1 | FLEX DUCT | 300 | . | . | . | VARCF-302/304 | NO
FLEX DUCT | 16 | 0 | . | 1 | FLEX DUCT | 350 | . | . | . | VARCF-302/304 | NO
FLEX DUCT | 16 | 0 | . | 1 | FLEX DUCT | 200 | . | . | . | VARCF-302 | NO
FLEX DUCT | 16 | 0 | . | 1 | FLEX DUCT | 200 | . | . | . | VARCF-304 | NO
FLEX DUCT | 16 | 0 | . | 1 | FLEX DUCT | 350 | . | . | . | VARCF-302/304 | NO
FLEX DUCT | 16 | 0 | . | 1 | FLEX DUCT | 150 | . | . | . | VARCF-304 | NO
FLEX DUCT | 12 | 0 | . | 1 | FLEX DUCT | 150 | . | . | . | VARCF-305 | NO
FLEX DUCT | 12 | 0 | . | 1 | FLEX DUCT | 250 | . | . | . | VARCF-304 | NO
FLEX DUCT | 12 | 0 | . | 1 | FLEX DUCT | 200 | . | . | . | VARCF-304 | NO
FLEX DUCT | 12 | 0 | . | 1 | FLEX DUCT | 150 | . | . | . | VARCF-305 | NO
FLEX DUCT | 12 | 0 | . | 1 | FLEX DUCT | 150 | . | . | . | VARCF-304 | NO
FLEX DUCT | 12 | 0 | . | 1 | FLEX DUCT | 150 | . | . | . | VARCF-305 | NO
FLEX DUCT | 12 | 0 | . | 1 | FLEX DUCT | 150 | . | . | . | VARCF-304 | NO
FLEX DUCT | 12 | 0 | . | 1 | FLEX DUCT | 150 | . | . | . | VARCF-305 | NO
FLEX DUCT | 12 | 0 | . | 1 | FLEX DUCT | 150 | . | . | . | VARCF-304 | NO
FLEX DUCT | 12 | 0 | . | 1 | FLEX DUCT | 200 | . | . | . | VARCF-304 | NO
FLEX DUCT | 12 | 0 | . | 1 | FLEX DUCT | 200 | . | . | . | VARCF-304 | NO
FLEX DUCT | 12 | 0 | . | 1 | FLEX DUCT | 200 | . | . | . | VARCF-304 | NO
FLEX DUCT | 12 | 0 | . | 1 | FLEX DUCT | 200 | . | . | . | VARCF-304 | NO
FLEX DUCT | 12 | 0 | . | 1 | FLEX DUCT | 200 | . | . | . | VARCF-304 | NO
FLEX DUCT | 12 | 0 | . | 1 | FLEX DUCT | 200 | . | . | . | VARCF-304 | NO
FLEX DUCT | 12 | 0 | . | 1 | FLEX DUCT | 300 | . | . | . | VARCF-304/305 | NO
FLEX DUCT | 12 | 0 | . | 1 | FLEX DUCT | 150 | . | . | . | VARCF-305 | NO
FLEX DUCT | 12 | 0 | . | 1 | FLEX DUCT | 150 | . | . | . | VARCF-304 | NO
FLEX DUCT | 12 | 0 | . | 1 | FLEX DUCT | 150 | . | . | . | VARCF-305 | NO
FLEX DUCT | 12 | 0 | . | 1 | FLEX DUCT | 150 | . | . | . | VARCF-304 | NO
FLEX DUCT | 12 | 0 | . | 1 | FLEX DUCT | 150 | . | . | . | VARCF-305 | NO
FLEX DUCT | 12 | 0 | . | 1 | FLEX DUCT | 150 | . | . | . | VARCF-304 | NO
FLEX DUCT | 12 | 0 | . | 1 | FLEX DUCT | 150 | . | . | . | VARCF-305 | NO
FLEX DUCT | 12 | 0 | . | 1 | FLEX DUCT | 150 | . | . | . | VARCF-304 | NO
FLEX DUCT | 12 | 0 | . | 1 | FLEX DUCT | 300 | . | . | . | VARCF-304/305 | NO
FLEX DUCT | 12 | 0 | . | 1 | FLEX DUCT | 250 | . | . | . | VARCF-305 | NO
FLEX DUCT | 12 | 0 | . | 1 | FLEX DUCT | 250 | . | . | . | VARCF-304 | NO
FLEX DUCT | 12 | 0 | . | 1 | FLEX DUCT | 250 | . | . | . | VARCF-304 | NO
FLEX DUCT | 12 | 0 | . | 1 | FLEX DUCT | 250 | . | . | . | VARCF-305 | NO
FLEX DUCT | 12 | 0 | . | 4 | FLEX DUCT | 200 | . | . | . | VARCF-304/305 | NO
FLEX DUCT | 12 | 0 | . | 4 | FLEX DUCT | 200 | . | . | . | VARCF-304 | NO
FLEX DUCT | 12 | 0 | . | 6 | FLEX DUCT | 150 | . | . | . | VARCF-302/304 | NO
FLEX DUCT | 12 | 0 | . | 4 | FLEX DUCT | 250 | . | . | . | VARCF-302/304 | NO
FLEX DUCT | 12 | 0 | . | 1 | FLEX DUCT | 250 | . | . | . | VARCF-302 | NO
FLEX DUCT | 12 | 0 | . | 1 | FLEX DUCT | 250 | . | . | . | VARCF-304 | NO
FLEX DUCT | 12 | 0 | . | 1 | FLEX DUCT | 200 | . | . | . | VARCF-302 | NO
FLEX DUCT | 12 | 0 | . | 1 | FLEX DUCT | 200 | . | . | . | VARCF-304 | NO
FLEX DUCT | 12 | 0 | . | 12 | FLEX DUCT | 300 | . | . | . | VARCF-304/305 | NO
FLEX DUCT | 12 | 0 | . | 1 | FLEX DUCT | 150 | . | . | . | VARCF-304 | NO
FLEX DUCT | 12 | 0 | . | 1 | FLEX DUCT | 150 | . | . | . | VARCF-305 | NO
FLEX DUCT | 12 | 0 | . | 1 | FLEX DUCT | 150 | . | . | . | VARCF-305 | NO
FLEX DUCT | 12 | 0 | . | 1 | FLEX DUCT | 150 | . | . | . | VARCF-304 | NO
FLEX DUCT | 12 | 0 | . | 1 | FLEX DUCT | 150 | . | . | . | VARCF-304/305 | NO
FLEX DUCT | 12 | 0 | . | 1 | FLEX DUCT | 150 | . | . | . | VARCF-304/305 | NO
FLEX DUCT | 12 | 0 | . | 1 | FLEX DUCT | 150 | . | . | . | VARCF-305 | NO
FLEX DUCT | 12 | 0 | . | 1 | FLEX DUCT | 150 | . | . | . | VARCF-304 | NO
FLEX DUCT | 12 | 0 | . | 1 | FLEX DUCT | 150 | . | . | . | VARCF-305 | NO
FLEX DUCT | 12 | 0 | . | 1 | FLEX DUCT | 150 | . | . | . | VARCF-304 | NO
FLEX DUCT | 12 | 0 | . | 1 | FLEX DUCT | 150 | . | . | . | VARCF-304/305 | NO
FLEX DUCT | 12 | 0 | . | 1 | FLEX DUCT | 200 | . | . | . | VARCF-304 | NO
FLEX DUCT | 12 | 0 | . | 1 | FLEX DUCT | 200 | . | . | . | VARCF-305 | NO
FLEX DUCT | 12 | 0 | . | 4 | FLEX DUCT | 300 | . | . | . | VARCF-304/305 | NO
FLEX DUCT | 12 | 0 | . | 1 | FLEX DUCT | 350 | . | . | . | VARCF-304 | NO
FLEX DUCT | 12 | 0 | . | 1 | FLEX DUCT | 350 | . | . | . | VARCF-305 | NO
FLEX DUCT | 12 | 0 | . | 1 | FLEX DUCT | 350 | . | . | . | VARCF-305 | NO
FLEX DUCT | 12 | 0 | . | 1 | FLEX DUCT | 350 | . | . | . | VARCF-304 | NO
FLEX DUCT | 12 | 0 | . | 2 | FLEX DUCT | 300 | . | . | . | VARCF-304 | NO
FLEX DUCT | 12 | 0 | . | 1 | FLEX DUCT | 250 | . | . | . | VARCF-304 | NO
FLEX DUCT | 12 | 0 | . | 1 | FLEX DUCT | 250 | . | . | . | VARCF-305 | NO
FLEX DUCT | 12 | 0 | . | 1 | FLEX DUCT | 250 | . | . | . | VARCF-304 | NO
FLEX DUCT | 12 | 0 | . | 1 | FLEX DUCT | 250 | . | . | . | VARCF-305 | NO
FLEX DUCT | 12 | 0 | . | 1 | FLEX DUCT | 250 | . | . | . | VARCF-304/305 | NO
FLEX DUCT | 12 | 0 | . | 1 | FLEX DUCT | 250 | . | . | . | VARCF-304/305 | NO
FLEX DUCT | 12 | 0 | . | 1 | FLEX DUCT | 150 | . | . | . | VARCF-304/305 | NO
FLEX DUCT | 12 | 0 | . | 1 | FLEX DUCT | 150 | . | . | . | VARCF-304 | NO
FLEX DUCT | 12 | 0 | . | 1 | FLEX DUCT | 150 | . | . | . | VARCF-305 | NO
FLEX DUCT | 12 | 0 | . | 1 | FLEX DUCT | 350 | . | . | . | VARCF-305 | NO
FLEX DUCT | 12 | 0 | . | 1 | FLEX DUCT | 350 | . | . | . | VARCF-304 | NO
FLEX DUCT | 12 | 0 | . | 1 | FLEX DUCT | 250 | . | . | . | VARCF-304 | NO
FLEX DUCT | 12 | 0 | . | 1 | FLEX DUCT | 250 | . | . | . | VARCF-305 | NO
FLEX DUCT | 12 | 0 | . | 1 | FLEX DUCT | 150 | . | . | . | VARCF-304 | NO
FLEX DUCT | 12 | 0 | . | 1 | FLEX DUCT | 150 | . | . | . | VARCF-305 | NO
FLEX DUCT | 12 | 0 | . | 1 | FLEX DUCT | 150 | . | . | . | VARCF-304 | NO
FLEX DUCT | 12 | 0 | . | 1 | FLEX DUCT | 150 | . | . | . | VARCF-305 | NO
FLEX DUCT | 12 | 0 | . | 1 | FLEX DUCT | 150 | . | . | . | VARCF-304 | NO
FLEX DUCT | 12 | 0 | . | 1 | FLEX DUCT | 150 | . | . | . | VARCF-305 | NO
FLEX DUCT | 12 | 0 | . | 1 | FLEX DUCT | 150 | . | . | . | VARCF-304 | NO
FLEX DUCT | 12 | 0 | . | 4 | FLEX DUCT | 250 | . | . | . | VARCF-304 | NO
FLEX DUCT | 12 | 0 | . | 1 | FLEX DUCT | 200 | . | . | . | VARCF-305 | NO
FLEX DUCT | 12 | 0 | . | 1 | FLEX DUCT | 200 | . | . | . | VARCF-304 | NO
FLEX DUCT | 12 | 0 | . | 1 | FLEX DUCT | 250 | . | . | . | VARCF-305 | NO
FLEX DUCT | 12 | 0 | . | 1 | FLEX DUCT | 250 | . | . | . | VARCF-304 | NO
FLEX DUCT | 12 | 0 | . | 1 | FLEX DUCT | 150 | . | . | . | VARCF-304 | NO
FLEX DUCT | 12 | 0 | . | 1 | FLEX DUCT | 150 | . | . | . | VARCF-305 | NO
FLEX DUCT | 12 | 0 | . | 1 | FLEX DUCT | 250 | . | . | . | VARCF-304 | NO
FLEX DUCT | 12 | 0 | . | 1 | FLEX DUCT | 200 | . | . | . | VARCF-304 | NO
FLEX DUCT | 12 | 0 | . | 1 | FLEX DUCT | 200 | . | . | . | VARCF-304 | NO
FLEX DUCT | 12 | 0 | . | 1 | FLEX DUCT | 200 | . | . | . | VARCF-304 | NO
FLEX DUCT | 12 | 0 | . | 1 | FLEX DUCT | 200 | . | . | . | VARCF-305 | NO
FLEX DUCT | 12 | 0 | . | 1 | FLEX DUCT | 250 | . | . | . | VARCF-305 | NO
FLEX DUCT | 12 | 0 | . | 1 | FLEX DUCT | 250 | . | . | . | VARCF-304 | NO
FLEX DUCT | 12 | 0 | . | 1 | FLEX DUCT | 200 | . | . | . | VARCF-302/304 | NO
FLEX DUCT | 12 | 0 | . | 1 | FLEX DUCT | 150 | . | . | . | VARCF-304 | NO
FLEX DUCT | 12 | 0 | . | 1 | FLEX DUCT | 150 | . | . | . | VARCF-302 | NO
FLEX DUCT | 12 | 0 | . | 1 | FLEX DUCT | 200 | . | . | . | VARCF-302 | NO
FLEX DUCT | 12 | 0 | . | 1 | FLEX DUCT | 200 | . | . | . | VARCF-304 | NO
FLEX DUCT | 12 | 0 | . | 1 | FLEX DUCT | 200 | . | . | . | VARCF-302/304 | NO
FLEX DUCT | 12 | 0 | . | 1 | FLEX DUCT | 200 | . | . | . | VARCF-302/304 | NO
FLEX DUCT | 12 | 0 | . | 4 | FLEX DUCT | 250 | . | . | . | VFC-345 | NO
FLEX DUCT | 12 | 0 | . | 1 | FLEX DUCT | 250 | . | . | . | VARCF-304 | NO
FLEX DUCT | 12 | 0 | . | 5 | FLEX DUCT | 200 | . | . | . | VARCF-304 | NO
FLEX DUCT | 12 | 0 | . | 2 | FLEX DUCT | 200 | . | . | . | VARCF-302/304 | NO
FLEX DUCT | 12 | 0 | . | 2 | FLEX DUCT | 250 | . | . | . | VARCF-302/304 | NO
FLEX DUCT | 12 | 0 | . | 1 | FLEX DUCT | 200 | . | . | . | VARCF-302/304 | NO
FLEX DUCT | 12 | 0 | . | 1 | FLEX DUCT | 150 | . | . | . | VARCF-302 | NO
FLEX DUCT | 12 | 0 | . | 1 | FLEX DUCT | 150 | . | . | . | VARCF-302 | NO
FLEX DUCT | 12 | 0 | . | 1 | FLEX DUCT | 150 | . | . | . | VARCF-302 | NO
FLEX DUCT | 12 | 0 | . | 1 | FLEX DUCT | 150 | . | . | . | VARCF-304 | NO
FLEX DUCT | 12 | 0 | . | 1 | FLEX DUCT | 200 | . | . | . | VARCF-304 | NO
FLEX DUCT | 13 | 0 | . | 1 | FLEX DUCT | 150 | . | . | . | VARCF-304 | NO
FLEX DUCT | 13 | 0 | . | 1 | FLEX DUCT | 150 | . | . | . | VARCF-302 | NO
FLEX DUCT | 13 | 0 | . | 1 | FLEX DUCT | 200 | . | . | . | VARCF-302/304 | NO
FLEX DUCT | 13 | 0 | . | 1 | FLEX DUCT | 150 | . | . | . | VARCF-304 | NO
FLEX DUCT | 13 | 0 | . | 1 | FLEX DUCT | 150 | . | . | . | VARCF-302 | NO
FLEX DUCT | 13 | 0 | . | 4 | FLEX DUCT | 250 | . | . | . | VARCF-302/304 | NO
FLEX DUCT | 13 | 0 | . | 1 | FLEX DUCT | 350 | . | . | . | VARCF-304 | NO
FLEX DUCT | 13 | 0 | . | 1 | FLEX DUCT | 350 | . | . | . | VARCF-302 | NO
FLEX DUCT | 13 | 0 | . | 1 | FLEX DUCT | 350 | . | . | . | VARCF-302 | NO
FLEX DUCT | 13 | 0 | . | 1 | FLEX DUCT | 350 | . | . | . | VARCF-304 | NO
FLEX DUCT | 13 | 0 | . | 1 | FLEX DUCT | 250 | . | . | . | VARCF-302/304 | NO
FLEX DUCT | 13 | 0 | . | 2 | FLEX DUCT | 250 | . | . | . | VARCF-302/304 | NO
FLEX DUCT | 13 | 0 | . | 1 | FLEX DUCT | 350 | . | . | . | VARCF-302 | NO
FLEX DUCT | 13 | 0 | . | 1 | FLEX DUCT | 350 | . | . | . | VARCF-304 | NO
FLEX DUCT | 13 | 0 | . | 4 | FLEX DUCT | 300 | . | . | . | VARCF-302/304 | NO
FLEX DUCT | 13 | 0 | . | 4 | FLEX DUCT | 300 | . | . | . | VARCF-302/304 | NO
FLEX DUCT | 13 | 0 | . | 1 | FLEX DUCT | 350 | . | . | . | VARCF-304 | NO
FLEX DUCT | 13 | 0 | . | 1 | FLEX DUCT | 350 | . | . | . | VARCF-302 | NO
FLEX DUCT | 13 | 0 | . | 1 | FLEX DUCT | 350 | . | . | . | VARCF-302 | NO
FLEX DUCT | 13 | 0 | . | 1 | FLEX DUCT | 350 | . | . | . | VARCF-304 | NO
FLEX DUCT | 13 | 0 | . | 8 | FLEX DUCT | 300 | . | . | . | VARCF-302/304 | NO
FLEX DUCT | 13 | 0 | . | 1 | FLEX DUCT | 350 | . | . | . | VARCF-304 | NO
FLEX DUCT | 13 | 0 | . | 1 | FLEX DUCT | 350 | . | . | . | VARCF-302 | NO
FLEX DUCT | 13 | 0 | . | 1 | FLEX DUCT | 250 | . | . | . | VARCF-302 | NO
FLEX DUCT | 13 | 0 | . | 1 | FLEX DUCT | 250 | . | . | . | VARCF-304 | NO
FLEX DUCT | 13 | 0 | . | 2 | FLEX DUCT | 300 | . | . | . | VARCF-302/304 | NO
FLEX DUCT | 13 | 0 | . | 1 | FLEX DUCT | 200 | . | . | . | VARCF-304 | NO
FLEX DUCT | 13 | 0 | . | 1 | FLEX DUCT | 200 | . | . | . | VARCF-302 | NO
FLEX DUCT | 13 | 0 | . | 1 | FLEX DUCT | 200 | . | . | . | VARCF-304 | NO
FLEX DUCT | 13 | 0 | . | 1 | FLEX DUCT | 200 | . | . | . | VARCF-302 | NO
FLEX DUCT | 13 | 0 | . | 1 | FLEX DUCT | 200 | . | . | . | VARCF-304 | NO
FLEX DUCT | 13 | 0 | . | 1 | FLEX DUCT | 200 | . | . | . | VARCF-302 | NO
FLEX DUCT | 13 | 0 | . | 2 | FLEX DUCT | 200 | . | . | . | VARCF-302/304 | NO
FLEX DUCT | 13 | 0 | . | 2 | FLEX DUCT | 250 | . | . | . | VARCF-302/304 | NO
FLEX DUCT | 13 | 0 | . | 1 | FLEX DUCT | 200 | . | . | . | VARCF-302/304 | NO
FLEX DUCT | 13 | 0 | . | 1 | FLEX DUCT | 200 | . | . | . | VARCF-302/304 | NO
FLEX DUCT | 13 | 0 | . | 1 | FLEX DUCT | 200 | . | . | . | VARCF-302/304 | NO
FLEX DUCT | 13 | 0 | . | 1 | FLEX DUCT | 200 | . | . | . | VARCF-302/304 | NO
FLEX DUCT | 13 | 0 | . | 1 | FLEX DUCT | 200 | . | . | . | VARCF-302/304 | NO
FLEX DUCT | 13 | 0 | . | 1 | FLEX DUCT | 200 | . | . | . | VARCF-302/304 | NO
FLEX DUCT | 13 | 0 | . | 1 | FLEX DUCT | 200 | . | . | . | VARCF-302/304 | NO
FLEX DUCT | 13 | 0 | . | 1 | FLEX DUCT | 200 | . | . | . | VARCF-302/304 | NO
FLEX DUCT | 13 | 0 | . | 1 | FLEX DUCT | 200 | . | . | . | VARCF-302/304 | NO
FLEX DUCT | 13 | 0 | . | 1 | FLEX DUCT | 200 | . | . | . | VARCF-302/304 | NO
FLEX DUCT | 13 | 0 | . | 1 | FLEX DUCT | 250 | . | . | . | VARCF-302/304 | NO
FLEX DUCT | 13 | 0 | . | 1 | FLEX DUCT | 150 | . | . | . | VARCF-304 | NO
FLEX DUCT | 13 | 0 | . | 1 | FLEX DUCT | 150 | . | . | . | VARCF-302 | NO
FLEX DUCT | 13 | 0 | . | 1 | FLEX DUCT | 150 | . | . | . | VARCF-304 | NO
FLEX DUCT | 13 | 0 | . | 1 | FLEX DUCT | 150 | . | . | . | VARCF-302 | NO
FLEX DUCT | 13 | 0 | . | 1 | FLEX DUCT | 150 | . | . | . | VARCF-302 | NO
FLEX DUCT | 13 | 0 | . | 1 | FLEX DUCT | 150 | . | . | . | VARCF-304 | NO
FLEX DUCT | 13 | 0 | . | 1 | FLEX DUCT | 150 | . | . | . | VARCF-302 | NO
FLEX DUCT | 13 | 0 | . | 1 | FLEX DUCT | 150 | . | . | . | VARCF-304 | NO
FLEX DUCT | 13 | 0 | . | 1 | FLEX DUCT | 150 | . | . | . | VARCF-304 | NO
FLEX DUCT | 13 | 0 | . | 1 | FLEX DUCT | 150 | . | . | . | VARCF-302 | NO
FLEX DUCT | 13 | 0 | . | 1 | FLEX DUCT | 150 | . | . | . | VARCF-304 | NO
FLEX DUCT | 13 | 0 | . | 1 | FLEX DUCT | 150 | . | . | . | VARCF-302 | NO
FLEX DUCT | 13 | 0 | . | 1 | FLEX DUCT | 150 | . | . | . | VARCF-302 | NO
FLEX DUCT | 13 | 0 | . | 1 | FLEX DUCT | 150 | . | . | . | VARCF-304 | NO
FLEX DUCT | 13 | 0 | . | 1 | FLEX DUCT | 150 | . | . | . | VARCF-302 | NO
FLEX DUCT | 13 | 0 | . | 1 | FLEX DUCT | 150 | . | . | . | VARCF-304 | NO
FLEX DUCT | 13 | 0 | . | 1 | FLEX DUCT | 150 | . | . | . | VARCF-302 | NO
FLEX DUCT | 13 | 0 | . | 1 | FLEX DUCT | 150 | . | . | . | VARCF-304 | NO
FLEX DUCT | 13 | 0 | . | 1 | FLEX DUCT | 150 | . | . | . | VARCF-304 | NO
FLEX DUCT | 13 | 0 | . | 1 | FLEX DUCT | 150 | . | . | . | VARCF-302 | NO
FLEX DUCT | 13 | 0 | . | 1 | FLEX DUCT | 150 | . | . | . | VARCF-304 | NO
FLEX DUCT | 13 | 0 | . | 1 | FLEX DUCT | 150 | . | . | . | VARCF-302 | NO
FLEX DUCT | 13 | 0 | . | 1 | FLEX DUCT | 150 | . | . | . | VARCF-304 | NO
FLEX DUCT | 13 | 0 | . | 1 | FLEX DUCT | 150 | . | . | . | VARCF-302 | NO
FLEX DUCT | 13 | 0 | . | 1 | FLEX DUCT | 150 | . | . | . | VARCF-302 | NO
FLEX DUCT | 13 | 0 | . | 1 | FLEX DUCT | 150 | . | . | . | VARCF-304 | NO
FLEX DUCT | 13 | 0 | . | 1 | FLEX DUCT | 150 | . | . | . | VARCF-304 | NO
FLEX DUCT | 13 | 0 | . | 1 | FLEX DUCT | 150 | . | . | . | VARCF-302 | NO
FLEX DUCT | 13 | 0 | . | 1 | FLEX DUCT | 150 | . | . | . | VARCF-304 | NO
FLEX DUCT | 13 | 0 | . | 1 | FLEX DUCT | 150 | . | . | . | VARCF-302 | NO
FLEX DUCT | 13 | 0 | . | 1 | FLEX DUCT | 150 | . | . | . | VARCF-302 | NO
FLEX DUCT | 13 | 0 | . | 1 | FLEX DUCT | 150 | . | . | . | VARCF-304 | NO
FLEX DUCT | 13 | 0 | . | 1 | FLEX DUCT | 150 | . | . | . | VARCF-302 | NO
FLEX DUCT | 13 | 0 | . | 1 | FLEX DUCT | 150 | . | . | . | VARCF-304 | NO
FLEX DUCT | 13 | 0 | . | 1 | FLEX DUCT | 150 | . | . | . | VARCF-302 | NO
FLEX DUCT | 13 | 0 | . | 1 | FLEX DUCT | 150 | . | . | . | VARCF-302 | NO
FLEX DUCT | 13 | 0 | . | 1 | FLEX DUCT | 150 | . | . | . | VARCF-304 | NO
FLEX DUCT | 13 | 0 | . | 1 | FLEX DUCT | 150 | . | . | . | VARCF-302 | NO
FLEX DUCT | 13 | 0 | . | 1 | FLEX DUCT | 150 | . | . | . | VARCF-304 | NO
FLEX DUCT | 13 | 0 | . | 1 | FLEX DUCT | 150 | . | . | . | VARCF-302 | NO
FLEX DUCT | 13 | 0 | . | 1 | FLEX DUCT | 250 | . | . | . | VARCF-302/304 | NO
FLEX DUCT | 13 | 0 | . | 1 | FLEX DUCT | 200 | . | . | . | VARCF-302/304 | NO
FLEX DUCT | 13 | 0 | . | 1 | FLEX DUCT | 200 | . | . | . | VARCF-302/304 | NO
FLEX DUCT | 13 | 0 | . | 1 | FLEX DUCT | 200 | . | . | . | VARCF-302/304 | NO
FLEX DUCT | 13 | 0 | . | 1 | FLEX DUCT | 200 | . | . | . | VARCF-302/304 | NO
FLEX DUCT | 13 | 0 | . | 1 | FLEX DUCT | 200 | . | . | . | VARCF-302/304 | NO
FLEX DUCT | 13 | 0 | . | 1 | FLEX DUCT | 250 | . | . | . | VARCF-302/304 | NO
FLEX DUCT | 13 | 0 | . | 1 | FLEX DUCT | 150 | . | . | . | VARCF-302/304 | NO
FLEX DUCT | 13 | 0 | . | 1 | FLEX DUCT | 150 | . | . | . | VARCF-302/304 | NO
FLEX DUCT | 13 | 0 | . | 1 | FLEX DUCT | 200 | . | . | . | VARCF-302/304 | NO
FLEX DUCT | 13 | 0 | . | 1 | FLEX DUCT | 200 | . | . | . | VARCF-302/304 | NO
FLEX DUCT | 13 | 0 | . | 1 | FLEX DUCT | 350 | . | . | . | VARCF-304 | NO
FLEX DUCT | 13 | 0 | . | 1 | FLEX DUCT | 350 | . | . | . | VARCF-302 | NO
FLEX DUCT | 13 | 0 | . | 4 | FLEX DUCT | 300 | . | . | . | VARCF-302/304 | NO
FLEX DUCT | 13 | 0 | . | 1 | FLEX DUCT | 200 | . | . | . | VARCF-302 | NO
FLEX DUCT | 13 | 0 | . | 1 | FLEX DUCT | 200 | . | . | . | VARCF-304 | NO
FLEX DUCT | 9 | 0 | . | 1 | FLEX DUCT | 200 | . | . | . | VARCF-305 | NO
FLEX DUCT | 9 | 0 | . | 1 | FLEX DUCT | 200 | . | . | . | VARCF-304 | NO
FLEX DUCT | 9 | 0 | . | 1 | FLEX DUCT | 300 | . | . | . | VARCF-305 | NO
FLEX DUCT | 9 | 0 | . | 1 | FLEX DUCT | 300 | . | . | . | VARCF-304 | NO
FLEX DUCT | 9 | 0 | . | 1 | FLEX DUCT | 150 | . | . | . | VARCF-305 | NO
FLEX DUCT | 9 | 0 | . | 1 | FLEX DUCT | 150 | . | . | . | VARCF-304 | NO
FLEX DUCT | 9 | 0 | . | 1 | FLEX DUCT | 200 | . | . | . | VARCF-305 | NO
FLEX DUCT | 9 | 0 | . | 1 | FLEX DUCT | 200 | . | . | . | VARCF-304 | NO
FLEX DUCT | 9 | 0 | . | 1 | FLEX DUCT | 150 | . | . | . | VARCF-305 | NO
FLEX DUCT | 9 | 0 | . | 1 | FLEX DUCT | 150 | . | . | . | VARCF-304 | NO
FLEX DUCT | 9 | 0 | . | 1 | FLEX DUCT | 150 | . | . | . | VARCF-305 | NO
FLEX DUCT | 9 | 0 | . | 1 | FLEX DUCT | 150 | . | . | . | VARCF-304 | NO
FLEX DUCT | 9 | 0 | . | 1 | FLEX DUCT | 150 | . | . | . | VARCF-305 | NO
FLEX DUCT | 9 | 0 | . | 1 | FLEX DUCT | 150 | . | . | . | VARCF-304 | NO
FLEX DUCT | 9 | 0 | . | 1 | FLEX DUCT | 150 | . | . | . | VARCF-304 | NO
FLEX DUCT | 9 | 0 | . | 1 | FLEX DUCT | 150 | . | . | . | VARCF-305 | NO
FLEX DUCT | 9 | 0 | . | 1 | FLEX DUCT | 150 | . | . | . | VARCF-304 | NO
FLEX DUCT | 9 | 0 | . | 1 | FLEX DUCT | 150 | . | . | . | VARCF-305 | NO
FLEX DUCT | 9 | 0 | . | 1 | FLEX DUCT | 150 | . | . | . | VARCF-304 | NO
FLEX DUCT | 9 | 0 | . | 1 | FLEX DUCT | 150 | . | . | . | VARCF-305 | NO
FLEX DUCT | 9 | 0 | . | 1 | FLEX DUCT | 200 | . | . | . | VARCF-304/305 | NO
FLEX DUCT | 9 | 0 | . | 1 | FLEX DUCT | 200 | . | . | . | VARCF-304/305 | NO
FLEX DUCT | 9 | 0 | . | 1 | FLEX DUCT | 150 | . | . | . | VARCF-304 | NO
FLEX DUCT | 9 | 0 | . | 1 | FLEX DUCT | 150 | . | . | . | VARCF-305 | NO
FLEX DUCT | 9 | 0 | . | 1 | FLEX DUCT | 150 | . | . | . | VARCF-305 | NO
FLEX DUCT | 9 | 0 | . | 1 | FLEX DUCT | 150 | . | . | . | VARCF-305 | NO
FLEX DUCT | 9 | 0 | . | 1 | FLEX DUCT | 150 | . | . | . | VARCF-305 | NO
FLEX DUCT | 9 | 0 | . | 1 | FLEX DUCT | 150 | . | . | . | VARCF-304 | NO
FLEX DUCT | 9 | 0 | . | 1 | FLEX DUCT | 150 | . | . | . | VARCF-304 | NO
FLEX DUCT | 9 | 0 | . | 1 | FLEX DUCT | 150 | . | . | . | VARCF-304 | NO
FLEX DUCT | 9 | 0 | . | 1 | FLEX DUCT | 150 | . | . | . | VARCF-304 | NO
FLEX DUCT | 9 | 0 | . | 1 | FLEX DUCT | 150 | . | . | . | VARCF-305 | NO
FLEX DUCT | 9 | 0 | . | 1 | FLEX DUCT | 150 | . | . | . | VARCF-305 | NO
FLEX DUCT | 9 | 0 | . | 1 | FLEX DUCT | 150 | . | . | . | VARCF-304 | NO
FLEX DUCT | 9 | 0 | . | 1 | FLEX DUCT | 150 | . | . | . | VARCF-304 | NO
FLEX DUCT | 9 | 0 | . | 1 | FLEX DUCT | 150 | . | . | . | VARCF-305 | NO
FLEX DUCT | 9 | 0 | . | 1 | FLEX DUCT | 150 | . | . | . | VARCF-305 | NO
FLEX DUCT | 9 | 0 | . | 1 | FLEX DUCT | 150 | . | . | . | VARCF-304 | NO
FLEX DUCT | 9 | 0 | . | 1 | FLEX DUCT | 200 | . | . | . | VARCF-304/305 | NO
FLEX DUCT | 9 | 0 | . | 1 | FLEX DUCT | 200 | . | . | . | VARCF-304/305 | NO
FLEX DUCT | 9 | 0 | . | 1 | FLEX DUCT | 200 | . | . | . | VARCF-304/305 | NO
FLEX DUCT | 9 | 0 | . | 1 | FLEX DUCT | 200 | . | . | . | VARCF-304/305 | NO
FLEX DUCT | 9 | 0 | . | 1 | FLEX DUCT | 200 | . | . | . | VARCF-304/305 | NO
FLEX DUCT | 9 | 0 | . | 1 | FLEX DUCT | 200 | . | . | . | VARCF-304/305 | NO
FLEX DUCT | 9 | 0 | . | 1 | FLEX DUCT | 200 | . | . | . | VARCF-304/305 | NO
FLEX DUCT | 9 | 0 | . | 1 | FLEX DUCT | 200 | . | . | . | VARCF-304/305 | NO
FLEX DUCT | 9 | 0 | . | 1 | FLEX DUCT | 250 | . | . | . | VARCF-304/305 | NO
FLEX DUCT | 9 | 0 | . | 1 | FLEX DUCT | 150 | . | . | . | VARCF-305 | NO
FLEX DUCT | 9 | 0 | . | 1 | FLEX DUCT | 150 | . | . | . | VARCF-304 | NO
FLEX DUCT | 9 | 0 | . | 1 | FLEX DUCT | 200 | . | . | . | VARCF-304/305 | NO
FLEX DUCT | 9 | 0 | . | 1 | FLEX DUCT | 200 | . | . | . | VARCF-304/305 | NO
FLEX DUCT | 9 | 0 | . | 1 | FLEX DUCT | 150 | . | . | . | VARCF-305 | NO
FLEX DUCT | 9 | 0 | . | 1 | FLEX DUCT | 150 | . | . | . | VARCF-304 | NO
FLEX DUCT | 9 | 0 | . | 1 | FLEX DUCT | 200 | . | . | . | VARCF-304/305 | NO
FLEX DUCT | 9 | 0 | . | 1 | FLEX DUCT | 150 | . | . | . | VARCF-305 | NO
FLEX DUCT | 9 | 0 | . | 1 | FLEX DUCT | 150 | . | . | . | VARCF-304 | NO
FLEX DUCT | 9 | 0 | . | 1 | FLEX DUCT | 150 | . | . | . | VARCF-305 | NO
FLEX DUCT | 9 | 0 | . | 1 | FLEX DUCT | 150 | . | . | . | VARCF-304 | NO
FLEX DUCT | 9 | 0 | . | 1 | FLEX DUCT | 200 | . | . | . | VARCF-304/305 | NO
FLEX DUCT | 9 | 0 | . | 1 | FLEX DUCT | 200 | . | . | . | VARCF-305 | NO
FLEX DUCT | 9 | 0 | . | 1 | FLEX DUCT | 200 | . | . | . | VARCF-304 | NO
FLEX DUCT | 9 | 0 | . | 1 | FLEX DUCT | 200 | . | . | . | VARCF-304/305 | NO
FLEX DUCT | 9 | 0 | . | 1 | FLEX DUCT | 200 | . | . | . | VARCF-304/305 | NO
FLEX DUCT | 9 | 0 | . | 1 | FLEX DUCT | 150 | . | . | . | VARCF-304/305 | NO
FLEX DUCT | 9 | 0 | . | 1 | FLEX DUCT | 250 | . | . | . | VARCF-304/305 | NO
FLEX DUCT | 9 | 0 | . | 1 | FLEX DUCT | 150 | . | . | . | VARCF-305 | NO
FLEX DUCT | 9 | 0 | . | 1 | FLEX DUCT | 150 | . | . | . | VARCF-304 | NO
FLEX DUCT | 9 | 0 | . | 1 | FLEX DUCT | 150 | . | . | . | VARCF-305 | NO
FLEX DUCT | 9 | 0 | . | 1 | FLEX DUCT | 150 | . | . | . | VARCF-304 | NO
FLEX DUCT | 9 | 0 | . | 1 | FLEX DUCT | 150 | . | . | . | VARCF-305 | NO
FLEX DUCT | 9 | 0 | . | 1 | FLEX DUCT | 150 | . | . | . | VARCF-304 | NO
FLEX DUCT | 9 | 0 | . | 1 | FLEX DUCT | 150 | . | . | . | VARCF-305 | NO
FLEX DUCT | 9 | 0 | . | 1 | FLEX DUCT | 150 | . | . | . | VARCF-304 | NO
FLEX DUCT | 9 | 0 | . | 1 | FLEX DUCT | 150 | . | . | . | VARCF-305 | NO
FLEX DUCT | 9 | 0 | . | 1 | FLEX DUCT | 150 | . | . | . | VARCF-304 | NO
FLEX DUCT | 9 | 0 | . | 1 | FLEX DUCT | 250 | . | . | . | VARCF-304/305 | NO
FLEX DUCT | 9 | 0 | . | 1 | FLEX DUCT | 250 | . | . | . | VARCF-304/305 | NO
FLEX DUCT | 9 | 0 | . | 1 | FLEX DUCT | 250 | . | . | . | VARCF-304/305 | NO
FLEX DUCT | 9 | 0 | . | 1 | FLEX DUCT | 150 | . | . | . | VARCF-304/305 | NO
FLEX DUCT | 9 | 0 | . | 1 | FLEX DUCT | 250 | . | . | . | VARCF-304/305 | NO
FLEX DUCT | 9 | 0 | . | 1 | FLEX DUCT | 250 | . | . | . | VARCF-304/305 | NO
FLEX DUCT | 9 | 0 | . | 1 | FLEX DUCT | 150 | . | . | . | VARCF-305 | NO
FLEX DUCT | 9 | 0 | . | 1 | FLEX DUCT | 150 | . | . | . | VARCF-304 | NO
FLEX DUCT | 9 | 0 | . | 1 | FLEX DUCT | 150 | . | . | . | VARCF-304 | NO
FLEX DUCT | 9 | 0 | . | 1 | FLEX DUCT | 150 | . | . | . | VARCF-305 | NO
FLEX DUCT | 9 | 0 | . | 1 | FLEX DUCT | 150 | . | . | . | VARCF-304 | NO
FLEX DUCT | 9 | 0 | . | 1 | FLEX DUCT | 150 | . | . | . | VARCF-305 | NO
FLEX DUCT | 9 | 0 | . | 1 | FLEX DUCT | 250 | . | . | . | VARCF-304/305 | NO
FLEX DUCT | 9 | 0 | . | 1 | FLEX DUCT | 200 | . | . | . | VARCF-304 | NO
FLEX DUCT | 9 | 0 | . | 1 | FLEX DUCT | 200 | . | . | . | VARCF-305 | NO
FLEX DUCT | 9 | 0 | . | 1 | FLEX DUCT | 200 | . | . | . | VARCF-305 | NO
FLEX DUCT | 9 | 0 | . | 1 | FLEX DUCT | 200 | . | . | . | VARCF-304 | NO
FLEX DUCT | 9 | 0 | . | 1 | FLEX DUCT | 150 | . | . | . | VARCF-305 | NO
FLEX DUCT | 9 | 0 | . | 1 | FLEX DUCT | 150 | . | . | . | VARCF-304 | NO
FLEX DUCT | 9 | 0 | . | 1 | FLEX DUCT | 150 | . | . | . | VARCF-305 | NO
FLEX DUCT | 9 | 0 | . | 1 | FLEX DUCT | 150 | . | . | . | VARCF-304 | NO
FLEX DUCT | 9 | 0 | . | 1 | FLEX DUCT | 150 | . | . | . | VARCF-305 | NO
FLEX DUCT | 9 | 0 | . | 1 | FLEX DUCT | 150 | . | . | . | VARCF-304 | NO
FLEX DUCT | 9 | 0 | . | 1 | FLEX DUCT | 150 | . | . | . | VARCF-304 | NO
FLEX DUCT | 9 | 0 | . | 1 | FLEX DUCT | 150 | . | . | . | VARCF-305 | NO
FLEX DUCT | 9 | 0 | . | 1 | FLEX DUCT | 200 | . | . | . | VARCF-304/305 | NO
FLEX DUCT | 9 | 0 | . | 1 | FLEX DUCT | 200 | . | . | . | VARCF-304/305 | NO
FLEX DUCT | 9 | 0 | . | 1 | FLEX DUCT | 200 | . | . | . | VARCF-304/305 | NO
FLEX DUCT | 9 | 0 | . | 1 | FLEX DUCT | 200 | . | . | . | VARCF-304/305 | NO
FLEX DUCT | 9 | 0 | . | 1 | FLEX DUCT | 200 | . | . | . | VARCF-304/305 | NO
FLEX DUCT | 9 | 0 | . | 1 | FLEX DUCT | 200 | . | . | . | VARCF-304/305 | NO
FLEX DUCT | 9 | 0 | . | 1 | FLEX DUCT | 200 | . | . | . | VARCF-304/305 | NO
FLEX DUCT | 9 | 0 | . | 1 | FLEX DUCT | 250 | . | . | . | VARCF-304/305 | NO
FLEX DUCT | 9 | 0 | . | 1 | FLEX DUCT | 150 | . | . | . | VARCF-304/305 | NO
FLEX DUCT | 9 | 0 | . | 1 | FLEX DUCT | 150 | . | . | . | VARCF-304/305 | NO
FLEX DUCT | 9 | 0 | . | 1 | FLEX DUCT | 300 | . | . | . | VARCF-305 | NO
FLEX DUCT | 9 | 0 | . | 1 | FLEX DUCT | 150 | . | . | . | VARCF-304/305 | NO
FLEX DUCT | 9 | 0 | . | 1 | FLEX DUCT | 150 | . | . | . | VARCF-304/305 | NO
FLEX DUCT | 9 | 0 | . | 1 | FLEX DUCT | 150 | . | . | . | VARCF-305 | NO
FLEX DUCT | 9 | 0 | . | 1 | FLEX DUCT | 150 | . | . | . | VARCF-304 | NO
FLEX DUCT | 9 | 0 | . | 1 | FLEX DUCT | 150 | . | . | . | VARCF-304/305 | NO
FLEX DUCT | 9 | 0 | . | 1 | FLEX DUCT | 150 | . | . | . | VARCF-304/305 | NO
FLEX DUCT | 9 | 0 | . | 1 | FLEX DUCT | 300 | . | . | . | VARCF-304/305 | NO
FLEX DUCT | 9 | 0 | . | 2 | FLEX DUCT | 300 | . | . | . | VARCF-304/305 | NO
FLEX DUCT | 9 | 0 | . | 1 | FLEX DUCT | 150 | . | . | . | VARCF-304/305 | NO
FLEX DUCT | 9 | 0 | . | 4 | FLEX DUCT | 250 | . | . | . | VFC-347 | NO
FLEX DUCT | 9 | 0 | . | 1 | FLEX DUCT | 150 | . | . | . | VARCF-302 | NO
FLEX DUCT | 9 | 0 | . | 1 | FLEX DUCT | 150 | . | . | . | VARCF-304 | NO
FLEX DUCT | 9 | 0 | . | 1 | FLEX DUCT | 150 | . | . | . | VARCF-302 | NO
FLEX DUCT | 9 | 0 | . | 1 | FLEX DUCT | 150 | . | . | . | VARCF-304 | NO
FLEX DUCT | 9 | 0 | . | 1 | FLEX DUCT | 150 | . | . | . | VARCF-302 | NO
FLEX DUCT | 9 | 0 | . | 1 | FLEX DUCT | 150 | . | . | . | VARCF-304 | NO
FLEX DUCT | 9 | 0 | . | 1 | FLEX DUCT | 250 | . | . | . | VARCF-302/304 | NO
FLEX DUCT | 9 | 0 | . | 1 | FLEX DUCT | 150 | . | . | . | VARCF-302 | NO
FLEX DUCT | 9 | 0 | . | 1 | FLEX DUCT | 150 | . | . | . | VARCF-304 | NO
FLEX DUCT | 9 | 0 | . | 1 | FLEX DUCT | 150 | . | . | . | VARCF-302 | NO
FLEX DUCT | 9 | 0 | . | 1 | FLEX DUCT | 150 | . | . | . | VARCF-304 | NO
FLEX DUCT | 9 | 0 | . | 1 | FLEX DUCT | 150 | . | . | . | VARCF-302 | NO
FLEX DUCT | 9 | 0 | . | 1 | FLEX DUCT | 150 | . | . | . | VARCF-304 | NO
FLEX DUCT | 9 | 0 | . | 1 | FLEX DUCT | 150 | . | . | . | VARCF-302 | NO
FLEX DUCT | 9 | 0 | . | 1 | FLEX DUCT | 150 | . | . | . | VARCF-304 | NO
FLEX DUCT | 9 | 0 | . | 1 | FLEX DUCT | 150 | . | . | . | VARCF-302 | NO
FLEX DUCT | 9 | 0 | . | 1 | FLEX DUCT | 150 | . | . | . | VARCF-304 | NO
FLEX DUCT | 9 | 0 | . | 1 | FLEX DUCT | 150 | . | . | . | VARCF-302/304 | NO
FLEX DUCT | 9 | 0 | . | 1 | FLEX DUCT | 150 | . | . | . | VARCF-302/304 | NO
FLEX DUCT | 9 | 0 | . | 1 | FLEX DUCT | 150 | . | . | . | VARCF-302/304 | NO
FLEX DUCT | 9 | 0 | . | 1 | FLEX DUCT | 150 | . | . | . | VARCF-302/304 | NO
FLEX DUCT | 9 | 0 | . | 1 | FLEX DUCT | 150 | . | . | . | VARCF-302/304 | NO
FLEX DUCT | 9 | 0 | . | 1 | FLEX DUCT | 150 | . | . | . | VARCF-302/304 | NO
FLEX DUCT | 9 | 0 | . | 1 | FLEX DUCT | 150 | . | . | . | VARCF-302/304 | NO
FLEX DUCT | 9 | 0 | . | 1 | FLEX DUCT | 150 | . | . | . | VARCF-302/304 | NO
FLEX DUCT | 9 | 0 | . | 1 | FLEX DUCT | 150 | . | . | . | VARCF-302/304 | NO
FLEX DUCT | 9 | 0 | . | 1 | FLEX DUCT | 150 | . | . | . | VARCF-302/304 | NO
FLEX DUCT | 9 | 0 | . | 1 | FLEX DUCT | 150 | . | . | . | VARCF-302 | NO
FLEX DUCT | 9 | 0 | . | 1 | FLEX DUCT | 150 | . | . | . | VARCF-302/304 | NO
FLEX DUCT | 9 | 0 | . | 1 | FLEX DUCT | 150 | . | . | . | VARCF-302/304 | NO
FLEX DUCT | 9 | 0 | . | 1 | FLEX DUCT | 150 | . | . | . | VARCF-302 | NO
FLEX DUCT | 9 | 0 | . | 1 | FLEX DUCT | 150 | . | . | . | VARCF-302/304 | NO
FLEX DUCT | 9 | 0 | . | 1 | FLEX DUCT | 150 | . | . | . | VARCF-302 | NO
FLEX DUCT | 9 | 0 | . | 1 | FLEX DUCT | 150 | . | . | . | VARCF-302 | NO
FLEX DUCT | 9 | 0 | . | 1 | FLEX DUCT | 150 | . | . | . | VARCF-304 | NO
FLEX DUCT | 9 | 0 | . | 1 | FLEX DUCT | 250 | . | . | . | VARCF-302 | NO
FLEX DUCT | 9 | 0 | . | 1 | FLEX DUCT | 250 | . | . | . | VARCF-304 | NO
FLEX DUCT | 9 | 0 | . | 1 | FLEX DUCT | 200 | . | . | . | VARCF-302/304 | NO
FLEX DUCT | 9 | 0 | . | 1 | FLEX DUCT | 200 | . | . | . | VARCF-302/304 | NO
FLEX DUCT | 9 | 0 | . | 1 | FLEX DUCT | 200 | . | . | . | VARCF-302/304 | NO
FLEX DUCT | 9 | 0 | . | 1 | FLEX DUCT | 200 | . | . | . | VARCF-302/304 | NO
FLEX DUCT | 9 | 0 | . | 1 | FLEX DUCT | 200 | . | . | . | VARCF-302 | NO
FLEX DUCT | 9 | 0 | . | 1 | FLEX DUCT | 200 | . | . | . | VARCF-304 | NO
FLEX DUCT | 9 | 0 | . | 1 | FLEX DUCT | 250 | . | . | . | VARCF-302/304 | NO
FLEX DUCT | 9 | 0 | . | 1 | FLEX DUCT | 250 | . | . | . | VARCF-302/304 | NO
FLEX DUCT | 9 | 0 | . | 2 | FLEX DUCT | 200 | . | . | . | VARCF-302/304 | NO
FLEX DUCT | 10 | 0 | . | 1 | FLEX DUCT | 300 | . | . | . | VARCF-302 | NO
FLEX DUCT | 10 | 0 | . | 1 | FLEX DUCT | 300 | . | . | . | VARCF-304 | NO
FLEX DUCT | 10 | 0 | . | 1 | FLEX DUCT | 300 | . | . | . | VARCF-302 | NO
FLEX DUCT | 10 | 0 | . | 1 | FLEX DUCT | 300 | . | . | . | VARCF-304 | NO
FLEX DUCT | 10 | 0 | . | 4 | FLEX DUCT | 250 | . | . | . | VARCF-302/304 | NO
FLEX DUCT | 10 | 0 | . | 4 | FLEX DUCT | 250 | . | . | . | VARCF-302/304 | NO
FLEX DUCT | 10 | 0 | . | 1 | FLEX DUCT | 150 | . | . | . | VARCF-302 | NO
FLEX DUCT | 10 | 0 | . | 1 | FLEX DUCT | 150 | . | . | . | VARCF-304 | NO
FLEX DUCT | 10 | 0 | . | 1 | FLEX DUCT | 150 | . | . | . | VARCF-304 | NO
FLEX DUCT | 10 | 0 | . | 1 | FLEX DUCT | 150 | . | . | . | VARCF-302 | NO
FLEX DUCT | 10 | 0 | . | 1 | FLEX DUCT | 150 | . | . | . | VARCF-302/304 | NO
FLEX DUCT | 10 | 0 | . | 1 | FLEX DUCT | 150 | . | . | . | VARCF-302/304 | NO
FLEX DUCT | 10 | 0 | . | 1 | FLEX DUCT | 250 | . | . | . | VARCF-302/304 | NO
FLEX DUCT | 10 | 0 | . | 1 | FLEX DUCT | 150 | . | . | . | VARCF-304 | NO
FLEX DUCT | 10 | 0 | . | 1 | FLEX DUCT | 150 | . | . | . | VARCF-302 | NO
FLEX DUCT | 10 | 0 | . | 1 | FLEX DUCT | 250 | . | . | . | VARCF-302/304 | NO
FLEX DUCT | 10 | 0 | . | 1 | FLEX DUCT | 300 | . | . | . | VARCF-302 | NO
FLEX DUCT | 10 | 0 | . | 1 | FLEX DUCT | 300 | . | . | . | VARCF-304 | NO
FLEX DUCT | 10 | 0 | . | 1 | FLEX DUCT | 300 | . | . | . | VARCF-302/304 | NO
FLEX DUCT | 10 | 0 | . | 1 | FLEX DUCT | 300 | . | . | . | VARCF-302/304 | NO
FLEX DUCT | 10 | 0 | . | 1 | FLEX DUCT | 350 | . | . | . | VARCF-302 | NO
FLEX DUCT | 10 | 0 | . | 1 | FLEX DUCT | 350 | . | . | . | VARCF-304 | NO
FLEX DUCT | 10 | 0 | . | 1 | FLEX DUCT | 300 | . | . | . | VARCF-302/304 | NO
FLEX DUCT | 10 | 0 | . | 1 | FLEX DUCT | 300 | . | . | . | VARCF-302/304 | NO
FLEX DUCT | 10 | 0 | . | 1 | FLEX DUCT | 300 | . | . | . | VARCF-302/304 | NO
FLEX DUCT | 10 | 0 | . | 1 | FLEX DUCT | 250 | . | . | . | VARCF-302 | NO
FLEX DUCT | 10 | 0 | . | 1 | FLEX DUCT | 300 | . | . | . | VARCF-302/304 | NO
FLEX DUCT | 10 | 0 | . | 1 | FLEX DUCT | 150 | . | . | . | VARCF-302/304 | NO
FLEX DUCT | 10 | 0 | . | 1 | FLEX DUCT | 150 | . | . | . | VARCF-302/304 | NO
FLEX DUCT | 10 | 0 | . | 1 | FLEX DUCT | 150 | . | . | . | VARCF-304 | NO
FLEX DUCT | 10 | 0 | . | 1 | FLEX DUCT | 150 | . | . | . | VARCF-302 | NO
FLEX DUCT | 10 | 0 | . | 1 | FLEX DUCT | 150 | . | . | . | VARCF-304 | NO
FLEX DUCT | 10 | 0 | . | 1 | FLEX DUCT | 150 | . | . | . | VARCF-302 | NO
FLEX DUCT | 10 | 0 | . | 1 | FLEX DUCT | 150 | . | . | . | VARCF-304 | NO
FLEX DUCT | 10 | 0 | . | 1 | FLEX DUCT | 150 | . | . | . | VARCF-302 | NO
FLEX DUCT | 10 | 0 | . | 1 | FLEX DUCT | 150 | . | . | . | VARCF-302/304 | NO
FLEX DUCT | 10 | 0 | . | 1 | FLEX DUCT | 200 | . | . | . | VARCF-302/304 | NO
FLEX DUCT | 10 | 0 | . | 1 | FLEX DUCT | 250 | . | . | . | VARCF-302/304 | NO
FLEX DUCT | 10 | 0 | . | 1 | FLEX DUCT | 150 | . | . | . | VARCF-304 | NO
FLEX DUCT | 10 | 0 | . | 1 | FLEX DUCT | 150 | . | . | . | VARCF-302 | NO
FLEX DUCT | 10 | 0 | . | 1 | FLEX DUCT | 150 | . | . | . | VARCF-304 | NO
FLEX DUCT | 10 | 0 | . | 1 | FLEX DUCT | 150 | . | . | . | VARCF-302 | NO
FLEX DUCT | 10 | 0 | . | 1 | FLEX DUCT | 150 | . | . | . | VARCF-304 | NO
FLEX DUCT | 10 | 0 | . | 1 | FLEX DUCT | 150 | . | . | . | VARCF-302 | NO
FLEX DUCT | 10 | 0 | . | 1 | FLEX DUCT | 150 | . | . | . | VARCF-304 | NO
FLEX DUCT | 10 | 0 | . | 1 | FLEX DUCT | 150 | . | . | . | VARCF-302 | NO
FLEX DUCT | 10 | 0 | . | 1 | FLEX DUCT | 150 | . | . | . | VARCF-304 | NO
FLEX DUCT | 10 | 0 | . | 1 | FLEX DUCT | 150 | . | . | . | VARCF-302 | NO
FLEX DUCT | 10 | 0 | . | 1 | FLEX DUCT | 150 | . | . | . | VARCF-304 | NO
FLEX DUCT | 10 | 0 | . | 1 | FLEX DUCT | 150 | . | . | . | VARCF-302 | NO
FLEX DUCT | 10 | 0 | . | 1 | FLEX DUCT | 150 | . | . | . | VARCF-302 | NO
FLEX DUCT | 10 | 0 | . | 1 | FLEX DUCT | 150 | . | . | . | VARCF-304 | NO
FLEX DUCT | 10 | 0 | . | 1 | FLEX DUCT | 150 | . | . | . | VARCF-304 | NO
FLEX DUCT | 10 | 0 | . | 1 | FLEX DUCT | 250 | . | . | . | VARCF-302/304 | NO
FLEX DUCT | 10 | 0 | . | 1 | FLEX DUCT | 250 | . | . | . | VARCF-302/304 | NO
FLEX DUCT | 10 | 0 | . | 1 | FLEX DUCT | 250 | . | . | . | VARCF-302/304 | NO
FLEX DUCT | 10 | 0 | . | 1 | FLEX DUCT | 250 | . | . | . | VARCF-302/304 | NO
FLEX DUCT | 10 | 0 | . | 1 | FLEX DUCT | 250 | . | . | . | VARCF-302/304 | NO
FLEX DUCT | 10 | 0 | . | 1 | FLEX DUCT | 200 | . | . | . | VARCF-302/304 | NO
FLEX DUCT | 10 | 0 | . | 1 | FLEX DUCT | 250 | . | . | . | VARCF-302/304 | NO
FLEX DUCT | 10 | 0 | . | 1 | FLEX DUCT | 200 | . | . | . | VARCF-302/304 | NO
FLEX DUCT | 10 | 0 | . | 1 | FLEX DUCT | 200 | . | . | . | VARCF-304 | NO
FLEX DUCT | 10 | 0 | . | 1 | FLEX DUCT | 200 | . | . | . | VARCF-302 | NO
FLEX DUCT | 10 | 0 | . | 1 | FLEX DUCT | 200 | . | . | . | VARCF-302 | NO
FLEX DUCT | 10 | 0 | . | 1 | FLEX DUCT | 200 | . | . | . | VARCF-304 | NO
FLEX DUCT | 10 | 0 | . | 1 | FLEX DUCT | 200 | . | . | . | VARCF-302/304 | NO
FLEX DUCT | 10 | 0 | . | 1 | FLEX DUCT | 200 | . | . | . | VARCF-302/304 | NO
FLEX DUCT | 10 | 0 | . | 1 | FLEX DUCT | 200 | . | . | . | VARCF-302/304 | NO
FLEX DUCT | 10 | 0 | . | 1 | FLEX DUCT | 200 | . | . | . | VARCF-302/304 | NO
FLEX DUCT | 10 | 0 | . | 1 | FLEX DUCT | 150 | . | . | . | VARCF-304 | NO
FLEX DUCT | 10 | 0 | . | 1 | FLEX DUCT | 150 | . | . | . | VARCF-302 | NO
FLEX DUCT | 10 | 0 | . | 1 | FLEX DUCT | 200 | . | . | . | VARCF-302/304 | NO
FLEX DUCT | 10 | 0 | . | 1 | FLEX DUCT | 200 | . | . | . | VARCF-302/304 | NO
FLEX DUCT | 10 | 0 | . | 1 | FLEX DUCT | 150 | . | . | . | VARCF-302 | NO
FLEX DUCT | 10 | 0 | . | 1 | FLEX DUCT | 150 | . | . | . | VARCF-302 | NO
FLEX DUCT | 10 | 0 | . | 1 | FLEX DUCT | 150 | . | . | . | VARCF-302 | NO
FLEX DUCT | 10 | 0 | . | 1 | FLEX DUCT | 150 | . | . | . | VARCF-304 | NO
FLEX DUCT | 10 | 0 | . | 1 | FLEX DUCT | 200 | . | . | . | VARCF-302/304 | NO
FLEX DUCT | 10 | 0 | . | 1 | FLEX DUCT | 150 | . | . | . | VARCF-302 | NO
FLEX DUCT | 10 | 0 | . | 1 | FLEX DUCT | 150 | . | . | . | VARCF-304 | NO
FLEX DUCT | 10 | 0 | . | 1 | FLEX DUCT | 150 | . | . | . | VARCF-302/304 | NO
FLEX DUCT | 10 | 0 | . | 1 | FLEX DUCT | 150 | . | . | . | VARCF-302/304 | NO
FLEX DUCT | 10 | 0 | . | 1 | FLEX DUCT | 150 | . | . | . | VARCF-304 | NO
FLEX DUCT | 10 | 0 | . | 1 | FLEX DUCT | 150 | . | . | . | VARCF-302 | NO
FLEX DUCT | 10 | 0 | . | 1 | FLEX DUCT | 150 | . | . | . | VARCF-304 | NO
FLEX DUCT | 10 | 0 | . | 1 | FLEX DUCT | 150 | . | . | . | VARCF-302 | NO
FLEX DUCT | 10 | 0 | . | 1 | FLEX DUCT | 150 | . | . | . | VARCF-302/304 | NO
FLEX DUCT | 10 | 0 | . | 1 | FLEX DUCT | 300 | . | . | . | VARCF-302/304 | NO
FLEX DUCT | 10 | 0 | . | 1 | FLEX DUCT | 300 | . | . | . | VARCF-302/304 | NO
FLEX DUCT | 10 | 0 | . | 1 | FLEX DUCT | 300 | . | . | . | VARCF-302/304 | NO
FLEX DUCT | 10 | 0 | . | 1 | FLEX DUCT | 200 | . | . | . | VARCF-302/304 | NO
FLEX DUCT | 10 | 0 | . | 1 | FLEX DUCT | 100 | . | . | . | VARCF-304 | NO
FLEX DUCT | 10 | 0 | . | 1 | FLEX DUCT | 100 | . | . | . | VARCF-302 | NO
FLEX DUCT | 10 | 0 | . | 1 | FLEX DUCT | 150 | . | . | . | VARCF-302/304 | NO
FLEX DUCT | 10 | 0 | . | 1 | FLEX DUCT | 350 | . | . | . | VARCF-302/304 | NO
FLEX DUCT | 10 | 0 | . | 1 | FLEX DUCT | 350 | . | . | . | VARCF-302/304 | NO
FLEX DUCT | 10 | 0 | . | 1 | FLEX DUCT | 350 | . | . | . | VARCF-302/304 | NO
FLEX DUCT | 10 | 0 | . | 1 | FLEX DUCT | 350 | . | . | . | VARCF-302 | NO
FLEX DUCT | 10 | 0 | . | 1 | FLEX DUCT | 350 | . | . | . | VARCF-302 | NO
FLEX DUCT | 10 | 0 | . | 1 | FLEX DUCT | 350 | . | . | . | VARCF-304 | NO
FLEX DUCT | 10 | 0 | . | 1 | FLEX DUCT | 350 | . | . | . | VARCF-304 | NO
FLEX DUCT | 10 | 0 | . | 1 | FLEX DUCT | 350 | . | . | . | VARCF-302/304 | NO
FLEX DUCT | 10 | 0 | . | 1 | FLEX DUCT | 250 | . | . | . | VARCF-302 | NO
FLEX DUCT | 10 | 0 | . | 1 | FLEX DUCT | 250 | . | . | . | VARCF-304 | NO
FLEX DUCT | 10 | 0 | . | 1 | FLEX DUCT | 350 | . | . | . | VARCF-302/304 | NO
FLEX DUCT | 10 | 0 | . | 1 | FLEX DUCT | 350 | . | . | . | VARCF-302/304 | NO
FLEX DUCT | 10 | 0 | . | 1 | FLEX DUCT | 150 | . | . | . | VARCF-302 | NO
FLEX DUCT | 10 | 0 | . | 1 | FLEX DUCT | 250 | . | . | . | VARCF-304 | NO
FLEX DUCT | 10 | 0 | . | 1 | FLEX DUCT | 350 | . | . | . | VARCF-304 | NO
FLEX DUCT | 10 | 0 | . | 1 | FLEX DUCT | 350 | . | . | . | VARCF-302 | NO
FLEX DUCT | 10 | 0 | . | 1 | FLEX DUCT | 250 | . | . | . | VARCF-302/304 | NO
FLEX DUCT | 10 | 0 | . | 1 | FLEX DUCT | 250 | . | . | . | VARCF-302/304 | NO
FLEX DUCT | 10 | 0 | . | 1 | FLEX DUCT | 150 | . | . | . | VARCF-304 | NO
FLEX DUCT | 10 | 0 | . | 1 | FLEX DUCT | 150 | . | . | . | VARCF-302 | NO
FLEX DUCT | 10 | 0 | . | 1 | FLEX DUCT | 150 | . | . | . | VARCF-302/304 | NO
FLEX DUCT | 10 | 0 | . | 1 | FLEX DUCT | 150 | . | . | . | VARCF-302/304 | NO
FLEX DUCT | 18 | 0 | . | 1 | FLEX DUCT | 150 | . | . | . | VARCF-302 | NO
FLEX DUCT | 18 | 0 | . | 1 | FLEX DUCT | 150 | . | . | . | VARCF-304 | NO
FLEX DUCT | 12 | 0 | . | 1 | FLEX DUCT | 250 | . | . | . | VARCF-304 | NO
FLEX DUCT | 12 | 0 | . | 1 | FLEX DUCT | 250 | . | . | . | VARCF-305 | NO
FLEX DUCT | 9 | 0 | . | 2 | FLEX DUCT | 250 | . | . | . | VARCF-304/305 | NO
MANUAL VOLUME DAMPER | 2 | 0 | . | 1 | RE | 200X200 | . | . | . | VACF-301 | NO
MANUAL VOLUME DAMPER | 2 | 0 | . | 1 | RE | 300X150 | . | . | . | VACF-301 | NO
MANUAL VOLUME DAMPER | 3 | 0 | . | 1 | RE | 300X300 | . | . | . | VF-368-VF-0001 | NO
MANUAL VOLUME DAMPER | 3 | 0 | . | 9 | RE | 200X200 | . | . | . | VACF-301 | NO
MANUAL VOLUME DAMPER | 5 | 0 | . | 16 | RE | 300 | . | . | . | VARCF-304/305 | NO
MANUAL VOLUME DAMPER | 7 | 0 | . | 1 | RE | 200X200 | . | . | . | VARCF-302/304 | NO
MANUAL VOLUME DAMPER | 7 | 0 | . | 4 | RE | 200 | . | . | . | VARCF-302/304 | NO
MANUAL VOLUME DAMPER | 7 | 0 | . | 4 | RE | 200 | . | . | . | VARCF-302/304 | NO
MANUAL VOLUME DAMPER | 7 | 0 | . | 2 | RE | 200 | . | . | . | VARCF-302/304 | NO
MANUAL VOLUME DAMPER | 7 | 0 | . | 2 | RE | 200 | . | . | . | VARCF-302/304 | NO
MANUAL VOLUME DAMPER | 7 | 0 | . | 2 | RE | 200 | . | . | . | VARCF-302/304 | NO
MANUAL VOLUME DAMPER | 7 | 0 | . | 2 | RE | 200 | . | . | . | VARCF-302/304 | NO
MANUAL VOLUME DAMPER | 7 | 0 | . | 1 | RE | 200 | . | . | . | VARCF-302/304 | NO
MANUAL VOLUME DAMPER | 6 | 0 | . | 12 | RE | 250 | . | . | . | VARCF-302/304 | NO
MANUAL VOLUME DAMPER | 6 | 0 | . | 2 | RE | 300 | . | . | . | VARCF-302/304 | NO
MANUAL VOLUME DAMPER | 5 | 0 | . | 1 | RE | 200 | . | . | . | VARCF-302/304 | NO
MANUAL VOLUME DAMPER | 5 | 0 | . | 1 | RE | 200 | . | . | . | VARCF-302/304 | NO
MANUAL VOLUME DAMPER | 5 | 0 | . | 1 | RE | 200 | . | . | . | VARCF-302/304 | NO
MANUAL VOLUME DAMPER | 5 | 0 | . | 1 | RE | 200X200 | . | . | . | VACF-301 | NO
MANUAL VOLUME DAMPER | 5 | 0 | . | 1 | RE | 200X200 | . | . | . | VE-314-VE-0001 | NO
MANUAL VOLUME DAMPER | 3 | 0 | . | 1 | RE | 1800X900 | . | . | . | VARC-312-VA-0001 | NO
MANUAL VOLUME DAMPER | 7 | 0 | . | 7 | RE | 200 | . | . | . | VARCF-302/304 | NO
MANUAL VOLUME DAMPER | 7 | 0 | . | 3 | RE | 250 | . | . | . | VARCF-302/304 | NO
MANUAL VOLUME DAMPER | 16 | 0 | . | 1 | RE | 200 | . | . | . | VARCF-302/304 | NO
MANUAL VOLUME DAMPER | 16 | 0 | . | 1 | RE | 200 | . | . | . | VARCF-302/304 | NO
MANUAL VOLUME DAMPER | 27 | 0 | . | 1 | RE | 2438X2235 | . | . | . | VACF-301 | NO
MANUAL VOLUME DAMPER | 27 | 0 | . | 1 | RE | 2438X762 | . | . | . | VACF-301 | NO
MOTORIZED DAMPER | 3 | 0 | . | 1 | VOL | 1050X700 | . | . | . | VARC-311-VR-0001 | NO
MOTORIZED DAMPER | 3 | 0 | . | 1 | VOL | 800X700 | . | . | . | VARC-311-VR-0001 | NO
MOTORIZED DAMPER | 3 | 0 | . | 1 | VOL | 1250X550 | . | . | . | VARC-312-VR-0001 | NO
MOTORIZED DAMPER | 3 | 0 | . | 1 | VOL | 1000X900 | . | . | . | VARC-312-VR-0001 | NO
MOTORIZED DAMPER | 3 | 0 | . | 1 | VOL | 950X800 | . | . | . | VARC-312-VR-0001 | NO
MOTORIZED DAMPER | 3 | 0 | . | 1 | VOL | 1219X813 | . | . | . | VF-365-VF-0001 | NO
MOTORIZED DAMPER | 3 | 0 | . | 1 | VOL | 950X800 | . | . | . | VARC-312-VA-0001 | NO
MOTORIZED DAMPER | 3 | 0 | . | 1 | VOL | 550X450 | . | . | . | VARC-311-VA-0001 | NO
MOTORIZED DAMPER | 3 | 0 | . | 1 | VOL | 1200X900 | . | . | . | VARC-312-VA-0001 | NO
MOTORIZED DAMPER | 3 | 0 | . | 1 | VOL | 500X500 | . | . | . | VARC-311-VR-0001 | NO
MOTORIZED DAMPER | 21 | 0 | . | 1 | VOL | 1270X800 | . | . | . | VARCF-303 | NO
MOTORIZED DAMPER | 24 | 0 | . | 1 | VOL | 1829X1829 | . | . | . | VARCF-304 | NO
MOTORIZED DAMPER | 24 | 0 | . | 1 | VOL | 457X457 | . | . | . | VA-334-VA-0001 | NO
MOTORIZED DAMPER | 24 | 0 | . | 1 | VOL | 305 | . | . | . | VE-314-VE-0001 | NO
MOTORIZED DAMPER | 24 | 0 | . | 1 | VOL | 610X356 | . | . | . | VE-314-VE-0001 | NO
MOTORIZED DAMPER | 24 | 0 | . | 1 | VOL | 660X457 | . | . | . | VA-332-VA-0001 | NO
MOTORIZED DAMPER | 22 | 0 | . | 1 | VOL | 1400X400 | . | . | . | VARCF-303 | NO
MOTORIZED DAMPER | 22 | 0 | . | 1 | VOL | 1650X400 | . | . | . | VARCF-303 | NO
MOTORIZED DAMPER | 33 | 0 | . | 1 | VOL | 1219X813 | . | . | . | VACF-301 | NO
MOTORIZED DAMPER | 33 | 0 | . | 1 | VOL | 1473X914 | . | . | . | VACF-301 | NO
MOTORIZED DAMPER | 33 | 0 | . | 1 | VOL | 2500X2250 | . | . | . | VACF-301 | NO
MOTORIZED DAMPER | 6 | 0 | . | 1 | VOL | 400X200 | w/ 1” ACOUSTICAL LINING | . | . | TRANSFER DUCT | NO
MOTORIZED DAMPER | 6 | 0 | . | 1 | VOL | 550X450 | . | . | . | VARC-311-VR-0001 | NO
MOTORIZED DAMPER | 6 | 0 | . | 1 | VOL | 1550X550 | . | . | . | VARC-312-VR-0001 | NO
MOTORIZED DAMPER | 6 | 0 | . | 1 | VOL | 1800X900 | . | . | . | VARCF-303 | NO
MOTORIZED DAMPER | 19 | 0 | . | 1 | VOL | 1550X500 | . | . | . | VARCF-303 | NO
MOTORIZED DAMPER | 19 | 0 | . | 1 | VOL | 1750X400 | . | . | . | VARCF-304 | NO
MOTORIZED DAMPER | 18 | 0 | . | 1 | VOL | 1500X800 | . | . | . | VARCF-303 | NO
MOTORIZED DAMPER | 15 | 0 | . | 1 | VOL | 1500X800 | . | . | . | VARCF-303 | NO
MOTORIZED DAMPER | 16 | 0 | . | 1 | VOL | 1750X500 | . | . | . | VARCF-303 | NO
MOTORIZED DAMPER | 16 | 0 | . | 1 | VOL | 1750X500 | . | . | . | VARCF-303 | NO
MOTORIZED DAMPER | 12 | 0 | . | 1 | VOL | 300X300 | . | . | . | VE-331-VE-0003 | NO
MOTORIZED DAMPER | 12 | 0 | . | 1 | VOL | 1500X900 | . | . | . | VARCF-303 | NO
MOTORIZED DAMPER | 13 | 0 | . | 1 | VOL | 2000X500 | . | . | . | VARCF-303 | NO
MOTORIZED DAMPER | 13 | 0 | . | 1 | VOL | 2000X500 | . | . | . | VARCF-303 | NO
MOTORIZED DAMPER | 9 | 0 | . | 1 | VOL | 1500X800 | . | . | . | VARCF-303 | NO
MOTORIZED DAMPER | 10 | 0 | . | 3 | VOL | 1626X711 | . | . | . | VARCF-303 | NO
MOTORIZED DAMPER | 24 | 0 | . | 1 | VOL | 635X356 | . | . | . | VA-333-VA-0001 | NO
MOTORIZED DAMPER | 26 | 0 | . | 1 | VOL | 1473X914 | . | . | . | VACF-301 | NO
MOTORIZED DAMPER | 26 | 0 | . | 1 | VOL | 610X356 | . | . | . | VE-314-VE-0001 | NO
MOTORIZED DAMPER | 26 | 0 | . | 1 | VOL | 850X675 | . | . | . | VACF-301 | NO
MOTORIZED DAMPER | 26 | 0 | . | 1 | VOL | 1300X500 | . | . | . | VARC-310-VR-0001 | NO
MOTORIZED DAMPER | 26 | 0 | . | 1 | VOL | 3000X2000 | w/ 1” ACOUSTICAL LINING | . | . | TRANSFER DUCT | NO
MOTORIZED DAMPER | 33 | 0 | . | 1 | VOL | 2500X2200 | . | . | . | VE-315-VE-0001 | NO
MOTORIZED DAMPER | 33 | 0 | . | 2 | VOL | 800X400 | . | . | . | VE-315-VE-0001 | NO
MOTORIZED DAMPER | 27 | 0 | . | 1 | VOL | 4100X3250 | . | . | . | VACF-301 | NO
MOTORIZED DAMPER | 27 | 0 | . | 1 | VOL | 1800X900 | . | . | . | VARC-310-VA-0001 | NO
MOTORIZED DAMPER | 27 | 0 | . | 1 | VOL | 1118X1016 | . | . | . | VARC-310-VA-0001 | NO
MOTORIZED DAMPER | 27 | 0 | . | 1 | VOL | 1118X1016 | . | . | . | VARC-310-VA-0001 | NO
MOTORIZED DAMPER | 27 | 0 | . | 1 | VOL | 1219X813 | . | . | . | VARCF-303 | NO
MOTORIZED DAMPER | 27 | 0 | . | 1 | VOL | 1524X1016 | . | . | . | VACF-301 | NO
MOTORIZED DAMPER | 27 | 0 | . | 1 | VOL | 1524X1016 | . | . | . | VE-314-VE-0001 | NO
MOTORIZED DAMPER | 27 | 0 | . | 1 | VOL | 1118X1016 | . | . | . | VARC-310-VR-0001 | NO
MOTORIZED DAMPER | 27 | 0 | . | 1 | VOL | 3000X900 | . | . | . | VARC-310-VR-0001 | NO
MOTORIZED DAMPER | 30 | 0 | . | 1 | VOL | 500X500 | . | . | . | VE-307-VE-0001 | NO
RISERS | 2 | 0 | . | 1 | RISERS | 350X250 | . | . | . | VA-332-VA-0001 | NO
RISERS | 2 | 0 | . | 1 | RISERS | 356X254 | . | . | . | VA-334-VA-0001 | NO
RISERS | 2 | 0 | . | 1 | RISERS | 200X200 | . | . | . | VE-314-VE-0001 | NO
RISERS | 3 | 0 | . | 1 | RISERS | 610X356 | . | . | . | VACF-301 | NO
RISERS | 3 | 0 | . | 1 | RISERS | 1219X508 | . | . | . | VARCF-305 | NO
RISERS | 3 | 0 | . | 1 | RISERS | 914X610 | . | . | . | VARCF-304 | NO
RISERS | 3 | 0 | . | 1 | RISERS | 600X300 | . | . | . | VF-364-VF-0001 | NO
RISERS | 3 | 0 | . | 1 | RISERS | 600X400 | . | . | . | VF-364-VF-0001 | NO
RISERS | 3 | 0 | . | 1 | RISERS | 550X450 | . | . | . | VARC-311-VR-0001 | NO
RISERS | 3 | 0 | . | 1 | RISERS | 1250X550 | . | . | . | VARC-312-VR-0001 | NO
RISERS | 3 | 0 | . | 1 | RISERS | 1219X813 | . | . | . | VF-365-VF-0001 | NO
RISERS | 3 | 0 | . | 1 | RISERS | 300X250 | . | . | . | VARC-311/312-VA-0001 | NO
RISERS | 3 | 0 | . | 1 | RISERS | 300X250 | . | . | . | VARC-311/312-VA-0001 | NO
RISERS | 3 | 0 | . | 1 | RISERS | 1350X1219 | . | . | . | VARC-311/312-VA-0001 | NO
RISERS | 5 | 0 | . | 1 | RISERS | 350X350 | . | . | . | VE-309-VE-0001 | NO
RISERS | 5 | 0 | . | 1 | RISERS | 200X200 | . | . | . | VE-314-VE-0001 | NO
RISERS | 5 | 0 | . | 1 | RISERS | 450X450 | . | . | . | VE-308-VE-0001 | NO
RISERS | 7 | 0 | . | 1 | RISERS | 250 | . | . | . | VARCF-304 | NO
RISERS | 7 | 0 | . | 1 | RISERS | 250 | . | . | . | VARCF-302 | NO
RISERS | 7 | 0 | . | 3 | RISERS | 600X250 | w/ 1” ACOUSTICAL LINING | . | . | TRANSFER DUCT | NO
RISERS | 7 | 0 | . | 1 | RISERS | 400X375 | . | . | . | VARCF-302/304 | NO
RISERS | 7 | 0 | . | 1 | RISERS | 125 | w/ 1” ACOUSTICAL LINING | . | . | TRANSFER DUCT | NO
RISERS | 7 | 0 | . | 1 | RISERS | 125 | w/ 1” ACOUSTICAL LINING | . | . | TRANSFER DUCT | NO
RISERS | 7 | 0 | . | 1 | RISERS | 125 | w/ 1” ACOUSTICAL LINING | . | . | TRANSFER DUCT | NO
RISERS | 7 | 0 | . | 1 | RISERS | 450X300 | . | . | . | VARCF-302/304 | NO
RISERS | 7 | 0 | . | 1 | RISERS | 300X200 | . | . | . | VARCF-302/304 | NO
RISERS | 7 | 0 | . | 1 | RISERS | 300X200 | . | . | . | VARCF-302/304 | NO
RISERS | 7 | 0 | . | 1 | RISERS | 300X200 | . | . | . | VARCF-302/304 | NO
RISERS | 7 | 0 | . | 3 | RISERS | 300X200 | . | . | . | VARCF-302/304 | NO
RISERS | 7 | 0 | . | 1 | RISERS | 300X250 | . | . | . | VARCF-302/304 | NO
RISERS | 7 | 0 | . | 1 | RISERS | 350X300 | . | . | . | VARCF-302/304 | NO
RISERS | 7 | 0 | . | 1 | RISERS | 300X250 | . | . | . | VARCF-302/304 | NO
RISERS | 7 | 0 | . | 1 | RISERS | 300X200 | . | . | . | VARCF-302/304 | NO
RISERS | 7 | 0 | . | 1 | RISERS | 150X150 | w/ 1” ACOUSTICAL LINING | . | . | TRANSFER DUCT | NO
RISERS | 7 | 0 | . | 1 | RISERS | 400X200 | w/ 1” ACOUSTICAL LINING | . | . | TRANSFER DUCT | NO
RISERS | 7 | 0 | . | 1 | RISERS | 400X200 | w/ 1” ACOUSTICAL LINING | . | . | TRANSFER DUCT | NO
RISERS | 7 | 0 | . | 1 | RISERS | 150X150 | w/ 1” ACOUSTICAL LINING | . | . | TRANSFER DUCT | NO
RISERS | 5 | 0 | . | 1 | RISERS | 1000X500 | . | . | . | VARCF-304 | NO
RISERS | 6 | 0 | . | 1 | RISERS | 300X200 | . | . | . | VARCF-302/304 | NO
RISERS | 6 | 0 | . | 1 | RISERS | 1000X700 | . | . | . | VARCF-304 | NO
RISERS | 6 | 0 | . | 1 | RISERS | 1000X800 | . | . | . | VARCF-302 | NO
RISERS | 5 | 0 | . | 1 | RISERS | 356X254 | . | . | . | VA-334-VA-0001 | NO
RISERS | 5 | 0 | . | 1 | RISERS | 200X200 | . | . | . | VE-314-VE-0001 | NO
RISERS | 21 | 0 | . | 1 | RISERS | 1626X1422 | . | . | . | VARCF-303 | NO
RISERS | 21 | 0 | . | 1 | RISERS | 1575X1981 | . | . | . | VARCF-305 | NO
RISERS | 21 | 0 | . | 1 | RISERS | 1422X1067 | . | . | . | VARCF-304 | NO
RISERS | 21 | 0 | . | 1 | RISERS | 559X406 | . | . | . | VE-314-VE-0001 | NO
RISERS | 21 | 0 | . | 1 | RISERS | 356X356 | . | . | . | VE-309-VE-0001 | NO
RISERS | 21 | 0 | . | 1 | RISERS | 305 | . | . | . | VE-314-VE-0001 | NO
RISERS | 21 | 0 | . | 1 | RISERS | 450X450 | . | . | . | VE-308-VE-0001 | NO
RISERS | 21 | 0 | . | 1 | RISERS | 1524X813 | . | . | . | VARCF-303 | NO
RISERS | 21 | 0 | . | 1 | RISERS | 1829X1829 | . | . | . | VARCF-304 | NO
RISERS | 21 | 0 | . | 1 | RISERS | 610X406 | . | . | LOW PRESSURE | VFC-341 | NO
RISERS | 21 | 0 | . | 1 | RISERS | 610X406 | . | . | LOW PRESSURE | VFC-341 | NO
RISERS | 21 | 0 | . | 1 | RISERS | 660X457 | . | . | . | VA-332-VA-0001 | NO
RISERS | 21 | 0 | . | 1 | RISERS | 800X600 | w/ 1” ACOUSTICAL LINING | . | . | TRANSFER DUCT | NO
RISERS | 21 | 0 | . | 1 | RISERS | 700X450 | . | . | . | VARC-310-VA-0001 | NO
RISERS | 21 | 0 | . | 1 | RISERS | 1200X650 | w/ 1” ACOUSTICAL LINING | . | . | TRANSFER DUCT | NO
RISERS | 19 | 0 | . | 1 | RISERS | 3048X813 | . | . | . | VARCF-302 | NO
RISERS | 19 | 0 | . | 1 | RISERS | 1321X813 | . | . | . | VARCF-304 | NO
RISERS | 24 | 0 | . | 1 | RISERS | 2286X2184 | . | . | . | VARCF-304 | NO
RISERS | 24 | 0 | . | 1 | RISERS | 1829X1829 | . | . | . | VARCF-304 | NO
RISERS | 24 | 0 | . | 1 | RISERS | 200X200 | . | . | . | VARCF-302 | NO
RISERS | 24 | 0 | . | 1 | RISERS | 457X457 | . | . | . | VA-334-VA-0001 | NO
RISERS | 24 | 0 | . | 1 | RISERS | 4572X2032 | . | . | . | VARCF-304/305 | NO
RISERS | 24 | 0 | . | 1 | RISERS | 2032X1524 | . | . | . | VARCF-303 | NO
RISERS | 24 | 0 | . | 1 | RISERS | 356X356 | . | . | . | VE-309-VE-0001 | NO
RISERS | 24 | 0 | . | 1 | RISERS | 660X457 | . | . | . | VA-332-VA-0001 | NO
RISERS | 25 | 0 | . | 1 | RISERS | 660X457 | . | . | . | VA-332-VA-0001 | NO
RISERS | 22 | 0 | . | 1 | RISERS | 3048X762 | . | . | . | VARCF-302 | NO
RISERS | 22 | 0 | . | 1 | RISERS | 1194X762 | . | . | . | VARCF-304 | NO
RISERS | 22 | 0 | . | 1 | RISERS | 1986X1168 | . | . | . | VARCF-303 | NO
RISERS | 22 | 0 | . | 1 | RISERS | 762X635 | . | . | . | VACF-301 | NO
RISERS | 22 | 0 | . | 1 | RISERS | 406X356 | . | . | . | VE-314-VE-0001 | NO
RISERS | 22 | 0 | . | 1 | RISERS | 1981X864 | . | . | . | VARCF-304 | NO
RISERS | 22 | 0 | . | 1 | RISERS | 1981X1168 | . | . | . | VARCF-303 | NO
RISERS | 22 | 0 | . | 1 | RISERS | 1880X1067 | . | . | . | VF-361-VF-0001 | NO
RISERS | 22 | 0 | . | 1 | RISERS | 1350X450 | . | . | . | VARCF-303 | NO
RISERS | 21 | 0 | . | 1 | RISERS | 1016X254 | . | . | . | VA-334-VA-0001 | NO
RISERS | 22 | 0 | . | 1 | RISERS | 813X254 | w/ 1” ACOUSTICAL LINING | . | . | TRANSFER DUCT | NO
RISERS | 24 | 0 | . | 1 | RISERS | 3251X1575 | . | . | . | VARCF-305 | NO
RISERS | 6 | 0 | . | 1 | RISERS | 1950X650 | . | . | . | VARCF-302 | NO
RISERS | 6 | 0 | . | 1 | RISERS | 711X457 | . | . | . | VACF-301 | NO
RISERS | 6 | 0 | . | 1 | RISERS | 356X203 | . | . | . | VE-314-VE-0001 | NO
RISERS | 6 | 0 | . | 1 | RISERS | 125 | . | . | . | VARCF-304/305 | NO
RISERS | 6 | 0 | . | 1 | RISERS | 125 | . | . | . | VARCF-304/305 | NO
RISERS | 6 | 0 | . | 1 | RISERS | 125 | . | . | . | VARCF-304/305 | NO
RISERS | 6 | 0 | . | 1 | RISERS | 2000X900 | . | . | . | VARCF-303 | NO
RISERS | 6 | 0 | . | 1 | RISERS | 813X254 | w/ 1” ACOUSTICAL LINING | . | . | TRANSFER DUCT | NO
RISERS | 6 | 0 | . | 1 | RISERS | 914X813 | . | . | . | VARCF-303 | NO
RISERS | 5 | 0 | . | 1 | RISERS | 1118X660 | . | . | . | VARCF-305 | NO
RISERS | 19 | 0 | . | 1 | RISERS | 1321X1321 | . | . | . | VARCF-302 | NO
RISERS | 19 | 0 | . | 1 | RISERS | 1930X1118 | . | . | . | VARCF-303 | NO
RISERS | 19 | 0 | . | 1 | RISERS | 813X254 | w/ 1” ACOUSTICAL LINING | . | . | TRANSFER DUCT | NO
RISERS | 19 | 0 | . | 1 | RISERS | 1727X864 | . | . | . | VARCF-304 | NO
RISERS | 19 | 0 | . | 1 | RISERS | 1626X1092 | . | . | . | VARCF-303 | NO
RISERS | 19 | 0 | . | 1 | RISERS | 356X254 | . | . | . | VE-314-VE-0001 | NO
RISERS | 19 | 0 | . | 1 | RISERS | 711X711 | . | . | . | VACF-301 | NO
RISERS | 18 | 0 | . | 1 | RISERS | 711X305 | . | . | . | VA-333-VA-0001 | NO
RISERS | 18 | 0 | . | 1 | RISERS | 450X450 | . | . | . | VE-308-VE-0001 | NO
RISERS | 18 | 0 | . | 1 | RISERS | 1422X864 | . | . | . | VARCF-304 | NO
RISERS | 18 | 0 | . | 1 | RISERS | 450X400 | . | . | . | VE-314-VE-0001 | NO
RISERS | 18 | 0 | . | 1 | RISERS | 356X356 | . | . | . | VE-309-VE-0001 | NO
RISERS | 18 | 0 | . | 1 | RISERS | 305 | . | . | . | VE-314-VE-0001 | NO
RISERS | 18 | 0 | . | 1 | RISERS | 1626X1422 | . | . | . | VARCF-303 | NO
RISERS | 18 | 0 | . | 1 | RISERS | 1778X1575 | . | . | . | VARCF-305 | NO
RISERS | 18 | 0 | . | 1 | RISERS | 600X450 | . | . | . | VA-332-VA-0001 | NO
RISERS | 18 | 0 | . | 1 | RISERS | 800X600 | w/ 1” ACOUSTICAL LINING | . | . | TRANSFER DUCT | NO
RISERS | 18 | 0 | . | 1 | RISERS | 914X254 | . | . | . | VA-334-VA-0001 | NO
RISERS | 15 | 0 | . | 1 | RISERS | 450X450 | . | . | . | VE-308-VE-0001 | NO
RISERS | 15 | 0 | . | 1 | RISERS | 1473X1422 | . | . | . | VARCF-305 | NO
RISERS | 15 | 0 | . | 1 | RISERS | 1626X1118 | . | . | . | VARCF-303 | NO
RISERS | 15 | 0 | . | 1 | RISERS | 450X300 | . | . | . | VE-314-VE-0001 | NO
RISERS | 15 | 0 | . | 1 | RISERS | 356X356 | . | . | . | VE-309-VE-0001 | NO
RISERS | 15 | 0 | . | 1 | RISERS | 305 | . | . | . | VE-314-VE-0001 | NO
RISERS | 15 | 0 | . | 1 | RISERS | 1422X864 | . | . | . | VARCF-304 | NO
RISERS | 15 | 0 | . | 1 | RISERS | 500X450 | . | . | . | VA-332-VA-0001 | NO
RISERS | 15 | 0 | . | 1 | RISERS | 800X400 | w/ 1” ACOUSTICAL LINING | . | . | TRANSFER DUCT | NO
RISERS | 15 | 0 | . | 1 | RISERS | 813X254 | . | . | . | VA-334-VA-0001 | NO
RISERS | 15 | 0 | . | 1 | RISERS | 711X254 | . | . | . | VA-333-VA-0001 | NO
RISERS | 16 | 0 | . | 1 | RISERS | 1730X860 | . | . | . | VARCF-304 | NO
RISERS | 16 | 0 | . | 1 | RISERS | 1626X1092 | . | . | . | VARCF-303 | NO
RISERS | 16 | 0 | . | 1 | RISERS | 711X660 | . | . | . | VACF-301 | NO
RISERS | 16 | 0 | . | 1 | RISERS | 800X400 | . | . | . | VARCF-303 | NO
RISERS | 16 | 0 | . | 1 | RISERS | 2692X813 | . | . | . | VARCF-302 | NO
RISERS | 16 | 0 | . | 1 | RISERS | 1219X813 | . | . | . | VARCF-304 | NO
RISERS | 16 | 0 | . | 1 | RISERS | 813X254 | w/ 1” ACOUSTICAL LINING | . | . | TRANSFER DUCT | NO
RISERS | 16 | 0 | . | 1 | RISERS | 1930X1016 | . | . | . | VARCF-303 | NO
RISERS | 16 | 0 | . | 1 | RISERS | 1321X1168 | . | . | . | VARCF-302 | NO
RISERS | 12 | 0 | . | 1 | RISERS | 1168X864 | . | . | . | VARCF-304 | NO
RISERS | 12 | 0 | . | 1 | RISERS | 450X250 | . | . | . | VE-314-VE-0001 | NO
RISERS | 12 | 0 | . | 1 | RISERS | 450X450 | . | . | . | VE-308-VE-0001 | NO
RISERS | 12 | 0 | . | 1 | RISERS | 508X254 | . | . | . | VA-333-VA-0001 | NO
RISERS | 12 | 0 | . | 1 | RISERS | 1473X1422 | . | . | . | VARCF-305 | NO
RISERS | 12 | 0 | . | 1 | RISERS | 1626X762 | . | . | . | VARCF-303 | NO
RISERS | 12 | 0 | . | 1 | RISERS | 300X300 | . | . | . | VE-331-VE-0003 | NO
RISERS | 12 | 0 | . | 1 | RISERS | 356X356 | . | . | . | VE-309-VE-0001 | NO
RISERS | 12 | 0 | . | 1 | RISERS | 305 | . | . | . | VE-314-VE-0001 | NO
RISERS | 12 | 0 | . | 1 | RISERS | 610X254 | . | . | . | VA-334-VA-0001 | NO
RISERS | 12 | 0 | . | 1 | RISERS | 800X300 | w/ 1” ACOUSTICAL LINING | . | . | TRANSFER DUCT | NO
RISERS | 12 | 0 | . | 1 | RISERS | 450X400 | . | . | . | VA-332-VA-0001 | NO
RISERS | 13 | 0 | . | 1 | RISERS | 965X1321 | . | . | . | VARCF-302 | NO
RISERS | 13 | 0 | . | 1 | RISERS | 2286X813 | . | . | . | VARCF-302 | NO
RISERS | 13 | 0 | . | 1 | RISERS | 914X813 | . | . | . | VARCF-304 | NO
RISERS | 13 | 0 | . | 1 | RISERS | 1473X864 | . | . | . | VARCF-304 | NO
RISERS | 13 | 0 | . | 1 | RISERS | 1650X970 | . | . | . | VARCF-303 | NO
RISERS | 13 | 0 | . | 1 | RISERS | 711X610 | . | . | . | VACF-301 | NO
RISERS | 13 | 0 | . | 1 | RISERS | 1626X864 | . | . | . | VARCF-303 | NO
RISERS | 13 | 0 | . | 1 | RISERS | 813X254 | w/ 1” ACOUSTICAL LINING | . | . | TRANSFER DUCT | NO
RISERS | 13 | 0 | . | 1 | RISERS | 800X300 | . | . | . | VARCF-303 | NO
RISERS | 13 | 0 | . | 1 | RISERS | 356X254 | . | . | . | VE-314-VE-0001 | NO
RISERS | 9 | 0 | . | 1 | RISERS | 406X203 | . | . | . | VA-333-VA-0001 | NO
RISERS | 9 | 0 | . | 1 | RISERS | 305 | . | . | . | VE-314-VE-0001 | NO
RISERS | 9 | 0 | . | 1 | RISERS | 356X356 | . | . | . | VE-309-VE-0001 | NO
RISERS | 9 | 0 | . | 1 | RISERS | 300X250 | . | . | . | VE-314-VE-0001 | NO
RISERS | 9 | 0 | . | 1 | RISERS | 1422X1219 | . | . | . | VARCF-305 | NO
RISERS | 9 | 0 | . | 1 | RISERS | 457X254 | . | . | . | VA-334-VA-0001 | NO
RISERS | 9 | 0 | . | 1 | RISERS | 450X400 | . | . | . | VA-332-VA-0001 | NO
RISERS | 9 | 0 | . | 1 | RISERS | 800X300 | w/ 1” ACOUSTICAL LINING | . | . | TRANSFER DUCT | NO
RISERS | 9 | 0 | . | 1 | RISERS | 965X864 | . | . | . | VARCF-304 | NO
RISERS | 9 | 0 | . | 2 | RISERS | 1524X508 | . | . | . | VARCF-303 | NO
RISERS | 10 | 0 | . | 1 | RISERS | 914X813 | . | . | . | VE-314-VE-0001 | NO
RISERS | 10 | 0 | . | 1 | RISERS | 711X457 | . | . | . | VACF-301 | NO
RISERS | 10 | 0 | . | 1 | RISERS | 800X300 | . | . | . | VARCF-303 | NO
RISERS | 10 | 0 | . | 1 | RISERS | 813X254 | w/ 1” ACOUSTICAL LINING | . | . | TRANSFER DUCT | NO
RISERS | 10 | 0 | . | 1 | RISERS | 1626X711 | . | . | . | VARCF-303 | NO
RISERS | 10 | 0 | . | 1 | RISERS | 1321X813 | . | . | . | VARCF-302 | NO
RISERS | 10 | 0 | . | 1 | RISERS | 1219X864 | . | . | . | VARCF-304 | NO
RISERS | 10 | 0 | . | 1 | RISERS | 1270X838 | . | . | . | VARCF-303 | NO
RISERS | 10 | 0 | . | 1 | RISERS | 1950X813 | . | . | . | VARCF-304 | NO
RISERS | 10 | 0 | . | 1 | RISERS | 1950X813 | . | . | . | VARCF-302 | NO
RISERS | 24 | 0 | . | 1 | RISERS | 635X356 | . | . | . | VA-333-VA-0001 | NO
RISERS | 25 | 0 | . | 1 | RISERS | 881 | . | . | . | VE-331-VE-0001 | NO
RISERS | 25 | 0 | . | 1 | RISERS | 881 | . | . | . | VE-331-VE-0002 | NO
RISERS | 25 | 0 | . | 1 | RISERS | 457X457 | . | . | . | VA-333-VA-0001 | NO
RISERS | 26 | 0 | . | 1 | RISERS | 1981X864 | . | . | . | VARCF-304 | NO
RISERS | 26 | 0 | . | 1 | RISERS | 4978X2032 | . | . | . | VARCF-302/303 | NO
RISERS | 26 | 0 | . | 1 | RISERS | 3200X1626 | . | . | . | VARCF-302 | NO
RISERS | 26 | 0 | . | 1 | RISERS | 1829X1118 | . | . | . | VF-361-VF-0001 | NO
RISERS | 26 | 0 | . | 1 | RISERS | 813X254 | w/ 1” ACOUSTICAL LINING | . | . | TRANSFER DUCT | NO
RISERS | 26 | 0 | . | 1 | RISERS | 1981X1168 | . | . | . | VARCF-303 | NO
RISERS | 26 | 0 | . | 1 | RISERS | 1829X610 | . | . | . | VARCF-303 | NO
RISERS | 26 | 0 | . | 1 | RISERS | 1524X1016 | . | . | . | VACF-301 | NO
RISERS | 26 | 0 | . | 1 | RISERS | 1524X1219 | . | . | . | VACF-301 | NO
RISERS | 26 | 0 | . | 1 | RISERS | 1524X1219 | . | . | . | VACF-301 | NO
RISERS | 26 | 0 | . | 1 | RISERS | 1300X900 | . | . | . | VARCF-303 | NO
RISERS | 26 | 0 | . | 1 | RISERS | 1956X1168 | . | . | . | VARCF-303 | NO
RISERS | 26 | 0 | . | 1 | RISERS | 1194X1016 | . | . | . | VARCF-304 | NO
RISERS | 26 | 0 | . | 1 | RISERS | 1219X813 | . | . | . | VARCF-303 | NO
RISERS | 26 | 0 | . | 2 | RISERS | 800X400 | . | . | . | VE-315-VE-0001 | NO
RISERS | 26 | 0 | . | 1 | RISERS | 3000X2000 | w/ 1” ACOUSTICAL LINING | . | . | TRANSFER DUCT | NO
RISERS | 25 | 0 | . | 1 | RISERS | 457X457 | . | . | . | VA-334-VA-0001 | NO
RISERS | 27 | 0 | . | 1 | RISERS | 1829X610 | . | . | . | VARCF-303 | NO
RISERS | 27 | 0 | . | 1 | RISERS | 1219X813 | . | . | . | VARCF-303 | NO
RISERS | 30 | 0 | . | 1 | RISERS | 500X500 | . | . | . | VE-307-VE-0001 | NO
RISERS | 16 | 0 | . | 1 | RISERS | 356X254 | . | . | . | VE-314-VE-0001 | NO
RISERS | 5 | 0 | . | 1 | RISERS | 350X250 | . | . | . | VA-332-VA-0001 | NO
TURNING VANES | 3 | 0 | . | 1 | TURNING VANES | 1150X500 | . | . | . | VARCF-305 | NO
TURNING VANES | 21 | 0 | . | 1 | TURNING VANES | 800X300 | w/ 1” ACOUSTICAL LINING | . | . | TRANSFER DUCT | NO
TURNING VANES | 12 | 0 | . | 1 | TURNING VANES | 850X300 | . | . | . | VARCF-302 | NO
WIRE MESH | 5 | 0 | . | 2 | WIRE MESH | 250X100 | w/ 1” ACOUSTICAL LINING | . | . | TRANSFER DUCT | NO
WIRE MESH | 5 | 0 | . | 1 | WIRE MESH | 450X300 | . | . | LOW PRESSURE | VFC-348 | NO
WIRE MESH | 3 | 0 | . | 1 | WIRE MESH | 800X500 | . | . | . | VARC-311-VR-0001 | NO
WIRE MESH | 21 | 0 | . | 1 | WIRE MESH | 1200X500 | . | . | . | VARCF-303 | NO
WIRE MESH | 21 | 0 | . | 1 | WIRE MESH | 1200X500 | . | . | . | VARCF-303 | NO
WIRE MESH | 21 | 0 | . | 1 | WIRE MESH | 1524X813 | . | . | . | VARCF-303 | NO
WIRE MESH | 21 | 0 | . | 1 | WIRE MESH | 1700X950 | . | . | . | VARCF-304 | NO
WIRE MESH | 21 | 0 | . | 1 | WIRE MESH | 610X406 | . | . | LOW PRESSURE | VFC-341 | NO
WIRE MESH | 22 | 0 | . | 1 | WIRE MESH | 1400X400 | . | . | . | VARCF-303 | NO
WIRE MESH | 22 | 0 | . | 1 | WIRE MESH | 1650X400 | . | . | . | VARCF-303 | NO
WIRE MESH | 21 | 0 | . | 2 | WIRE MESH | 250X100 | w/ 1” ACOUSTICAL LINING | . | . | TRANSFER DUCT | NO
WIRE MESH | 33 | 0 | . | 1 | WIRE MESH | 700X500 | . | . | . | VE-315-VE-0001 | NO
WIRE MESH | 6 | 0 | . | 2 | WIRE MESH | 400X200 | w/ 1” ACOUSTICAL LINING | . | . | TRANSFER DUCT | NO
WIRE MESH | 6 | 0 | . | 1 | WIRE MESH | 1800X900 | . | . | . | VARCF-303 | NO
WIRE MESH | 19 | 0 | . | 1 | WIRE MESH | 1550X500 | . | . | . | VARCF-303 | NO
WIRE MESH | 19 | 0 | . | 1 | WIRE MESH | 1750X400 | . | . | . | VARCF-303 | NO
WIRE MESH | 18 | 0 | . | 1 | WIRE MESH | 300X200 | . | . | . | VARCF-304/305 | NO
WIRE MESH | 18 | 0 | . | 1 | WIRE MESH | 900X500 | . | . | LOW PRESSURE | VFC-343 | NO
WIRE MESH | 18 | 0 | . | 2 | WIRE MESH | 250X100 | w/ 1” ACOUSTICAL LINING | . | . | TRANSFER DUCT | NO
WIRE MESH | 15 | 0 | . | 1 | WIRE MESH | 1000X800 | . | . | . | VARCF-303 | NO
WIRE MESH | 15 | 0 | . | 1 | WIRE MESH | 1200X700 | . | . | . | VARCF-303 | NO
WIRE MESH | 15 | 0 | . | 1 | WIRE MESH | 250X100 | w/ 1” ACOUSTICAL LINING | . | . | TRANSFER DUCT | NO
WIRE MESH | 15 | 0 | . | 1 | WIRE MESH | 250X100 | w/ 1” ACOUSTICAL LINING | . | . | TRANSFER DUCT | NO
WIRE MESH | 15 | 0 | . | 1 | WIRE MESH | 300X200 | . | . | . | VARCF-302 | NO
WIRE MESH | 15 | 0 | . | 1 | WIRE MESH | 900X500 | . | . | LOW PRESSURE | VFC-344 | NO
WIRE MESH | 16 | 0 | . | 1 | WIRE MESH | 1750X500 | . | . | . | VARCF-303 | NO
WIRE MESH | 16 | 0 | . | 1 | WIRE MESH | 1750X500 | . | . | . | VARCF-303 | NO
WIRE MESH | 12 | 0 | . | 1 | WIRE MESH | 300X300 | . | . | . | VE-331-VE-0003 | NO
WIRE MESH | 12 | 0 | . | 1 | WIRE MESH | 900X500 | . | . | LOW PRESSURE | VFC-346 | NO
WIRE MESH | 12 | 0 | . | 1 | WIRE MESH | 1000X750 | . | . | . | VARCF-303 | NO
WIRE MESH | 12 | 0 | . | 1 | WIRE MESH | 900X500 | . | . | LOW PRESSURE | VFC-345 | NO
WIRE MESH | 12 | 0 | . | 1 | WIRE MESH | 300X200 | . | . | . | VARCF-305 | NO
WIRE MESH | 12 | 0 | . | 1 | WIRE MESH | 1000X650 | . | . | . | VARCF-303 | NO
WIRE MESH | 12 | 0 | . | 1 | WIRE MESH | 250X100 | w/ 1” ACOUSTICAL LINING | . | . | TRANSFER DUCT | NO
WIRE MESH | 12 | 0 | . | 1 | WIRE MESH | 250X100 | w/ 1” ACOUSTICAL LINING | . | . | TRANSFER DUCT | NO
WIRE MESH | 13 | 0 | . | 1 | WIRE MESH | 2000X500 | . | . | . | VARCF-303 | NO
WIRE MESH | 13 | 0 | . | 1 | WIRE MESH | 2000X500 | . | . | . | VARCF-303 | NO
WIRE MESH | 9 | 0 | . | 1 | X1 | 1200X600 | . | . | . | VARCF-303 | NO
WIRE MESH | 9 | 0 | . | 1 | X1 | 250X100 | . | . | LOW PRESSURE | VFC-347 | NO
WIRE MESH | 9 | 0 | . | 1 | X1 | 250X100 | . | . | . | VARCF-302 | NO
WIRE MESH | 9 | 0 | . | 1 | X1 | 250X100 | . | . | . | VARCF-303 | NO
WIRE MESH | 9 | 0 | . | 1 | X1 | 250X100 | w/ 1” ACOUSTICAL LINING | . | . | TRANSFER DUCT | NO
WIRE MESH | 9 | 0 | . | 1 | X1 | 250X100 | w/ 1” ACOUSTICAL LINING | . | . | TRANSFER DUCT | NO
WIRE MESH | 10 | 0 | . | 1 | X1 | 2000X500 | . | . | . | VARCF-303 | NO
WIRE MESH | 10 | 0 | . | 1 | X1 | 2000X500 | . | . | . | VARCF-303 | NO
WIRE MESH | 27 | 0 | . | 1 | WIRE MESH | 700X500 | . | . | . | VE-315-VE-0001 | NO
WIRE MESH | 18 | 0 | . | 1 | WIRE MESH | 1200X650 | . | . | . | VARCF-303 | NO
WIRE MESH | 18 | 0 | . | 1 | WIRE MESH | 1000X750 | . | . | . | VARCF-303 | NO
WIRE MESH | 7 | 0 | . | 1 | WIRE MESH | 400X200 | w/ 1” ACOUSTICAL LINING | . | . | TRANSFER DUCT | NO
WIRE MESH | 7 | 0 | . | 1 | WIRE MESH | 400X200 | w/ 1” ACOUSTICAL LINING | . | . | TRANSFER DUCT | NO

## TO-DUCT
Sum of Length
UNITS | Label | DUCT SIZE | Length Unit | ACCESSORIES1 | ACCESSORIES2 | REMARK | Total
TRANSFER DUCT | RECT. DUCT | 250X100 | m | w/ 1” ACOUSTICAL LINING | 6-N-16 | . | 0.4
|  | 350X200 | m | w/ 1” ACOUSTICAL LINING | . | . | 1.6
|  | 400X150 | m | w/ 1” ACOUSTICAL LINING | . | . | 30.8
|  | 400X350 | m | w/ 1” ACOUSTICAL LINING | . | . | 7.6
|  | 450X200 | m | w/ 1” ACOUSTICAL LINING | . | . | 1.2
|  | 500X250 | m | w/ 1” ACOUSTICAL LINING | . | . | 26.9
|  | 550X300 | m | w/ 1” ACOUSTICAL LINING | . | . | 2.8
|  | 600X300 | m | w/ 1” ACOUSTICAL LINING | . | . | 10.5
|  | 600X350 | m | w/ 1” ACOUSTICAL LINING | . | . | 3.6
|  | 650X350 | m | w/ 1” ACOUSTICAL LINING | . | . | 3.2
|  | 900X300 | m | w/ 1” ACOUSTICAL LINING | . | . | 16.5
| RECT. DUCT | 1200X650 | m | w/ 1” ACOUSTICAL LINING | . | . | 4.6
|  | 1350X1219 | m | w/ 1” ACOUSTICAL LINING | . | . | 3.4
|  | 150X150 | m | w/ 1” ACOUSTICAL LINING | . | . | 6.7
|  | 250X100 | m | w/ 1” ACOUSTICAL LINING | . | . | 1.6
[5 empty] | 6-SS-16 | . | 1.6
|  | 300X250 | m | w/ 1” ACOUSTICAL LINING | . | . | 5.8
|  | 300X300 | m | w/ 1” ACOUSTICAL LINING | . | . | 0.3
|  | 350X200 | m | w/ 1” ACOUSTICAL LINING | . | . | 45.1
|  | 4002X1422 | m | w/ 1” ACOUSTICAL LINING | . | . | 2.5
|  | 400X150 | m | w/ 1” ACOUSTICAL LINING | . | . | 11.3
|  | 400X200 | m | w/ 1” ACOUSTICAL LINING | 6-SS-16 | . | 30.7
|  | 400X350 | m | w/ 1” ACOUSTICAL LINING | . | . | 20
|  | 450X200 | m | w/ 1” ACOUSTICAL LINING | . | . | 17.4
|  | 450X300 | m | w/ 1” ACOUSTICAL LINING | . | . | 3.3
|  | 500X250 | m | w/ 1” ACOUSTICAL LINING | . | . | 85.4
|  | 500X500 | m | w/ 1” ACOUSTICAL LINING | 6-SS-16 | . | 2.5
|  | 550X300 | m | w/ 1” ACOUSTICAL LINING | . | . | 14.6
|  | 600X250 | m | w/ 1” ACOUSTICAL LINING | . | . | 3.5
|  | 600X300 | m | w/ 1” ACOUSTICAL LINING | . | . | 51
|  | 600X350 | m | w/ 1” ACOUSTICAL LINING | . | . | 4.5
|  | 650X350 | m | w/ 1” ACOUSTICAL LINING | . | . | 23.6
|  | 650X600 | m | w/ 1” ACOUSTICAL LINING | 6-SS-16 | . | 3
|  | 800X300 | m | w/ 1” ACOUSTICAL LINING | . | . | 1.7
|  | 800X600 | m | w/ 1” ACOUSTICAL LINING | . | . | 1
|  | 813X254 | m | w/ 1” ACOUSTICAL LINING | . | . | 1.9
|  | 900X300 | m | w/ 1” ACOUSTICAL LINING | . | . | 80.1
|  | 950X350 | m | w/ 1” ACOUSTICAL LINING | . | . | 25
VA-332-VA-0001 | RECT. DUCT | 350X300 | m | . | . | BP | 1
| RECT. DUCT | 350X250 | m | . | . | BP | 1.7
|  | 350X300 | m | . | . | BP | 2.4
|  | 600X350 | m | . | . | BP | 0.8
|  | 660X457 | m | . | . | BP | 0.9
|  | 914X356 | m | . | . | BP | 3.3
VA-333-VA-0001 | RECT. DUCT | 350X300 | m | . | . | BP | 0.4
| RECT. DUCT | 350X300 | m | . | . | BP | 1.2
|  | 350X350 | m | . | . | BP | 0.6
|  | 457X457 | m | . | . | BP | 1.7
VA-334-VA-0001 | RECT. DUCT | 350X300 | m | . | . | BP | 0.4
| RECT. DUCT | 350X250 | m | . | . | BP | 0.4
|  | 350X300 | m | . | . | BP | 1.2
|  | 457X457 | m | . | . | BP | 0.9
VACF-301 | RECT. DUCT | 200X200 | m | . | . | . | 4.4
|  | 250X200 | m | . | . | . | 3.8
|  | 250X250 | m | . | . | . | 3.8
|  | 300X300 | m | . | . | . | 2.4
|  | 400X375 | m | . | . | . | 1.8
| RECT. DUCT | 1150X600 | m | . | 6-SS-16 | . | 3.9
|  | 1165X914 | m | . | . | . | 3.9
|  | 1219X813 | m | . | . | . | 9.6
|  | 1321X1067 | m | . | . | . | 1.1
|  | 1473X914 | m | . | . | . | 8.5
[5 empty] | 6-SS-16 | . | 9.3
|  | 1524X1016 | m | . | . | . | 5.8
[5 empty] | 6-SS-16 | . | 9.7
|  | 1524X1219 | m | . | . | . | 22.8
[5 empty] | 6-SS-16 | . | 20
|  | 1981X1219 | m | . | 6-SS-16 | . | 10.3
|  | 200X200 | m | . | . | . | 60.8
|  | 2438X2235 | m | . | 6-SS-16 | . | 3.5
|  | 2438X762 | m | . | 6-SS-16 | . | 3.8
|  | 250X200 | m | . | . | . | 4.4
|  | 250X250 | m | . | . | . | 27.1
|  | 300X150 | m | . | . | . | 5.4
|  | 300X250 | m | . | . | . | 44.9
|  | 300X300 | m | . | . | . | 7.3
|  | 350X150 | m | . | . | . | 2.4
|  | 400X350 | m | . | . | . | 6.7
|  | 400X375 | m | . | . | . | 3.5
[6 empty] | LOW PRESSURE | 3.9
|  | 400X400 | m | . | . | . | 12.2
|  | 406X356 | m | . | . | . | 6.4
|  | 4100X3250 | m | . | . | . | 4.1
[5 empty] | 6-SS-16 | . | 2.5
|  | 4500X3400 | m | . | . | . | 1.5
[5 empty] | 6-SS-16 | . | 1.5
|  | 450X250 | m | . | . | . | 5.2
|  | 450X400 | m | . | . | . | 4.8
|  | 600X350 | m | . | . | . | 6
|  | 610X356 | m | . | . | . | 4.9
|  | 700X450 | m | . | . | LOW PRESSURE | 4.8
|  | 850X675 | m | . | . | . | 6.4
|  | 914X610 | m | . | . | . | 5.6
|  | 914X914 | m | . | 6-SS-16 | . | 25.7
VARC-310-VA-0001 | RECT. DUCT | 1067X813 | m | . | . | MP | 17.8
|  | 1118X1016 | m | . | 6-SS-16 | MP | 14.3
|  | 1372X813 | m | . | . | MP | 4.1
|  | 1700X750 | m | . | . | MP | 0.6
|  | 1800X900 | m | . | 6-SS-16 | MP | 0.3
|  | 250X150 | m | . | . | MP | 5.1
|  | 2850X1400 | m | . | . | MP | 1.2
|  | 300X250 | m | . | . | MP | 6
|  | 400X250 | m | . | . | MP | 1.9
|  | 700X300 | m | . | . | MP | 9.3
|  | 813X610 | m | . | . | MP | 11
|  | 813X813 | m | . | . | MP | 7.1
VARC-310-VR-0001 | RECT. DUCT | 1016X762 | m | . | 6-SS-16 | MP | 9
|  | 1118X1016 | m | . | 6-N-16 | MP | 7.3
[5 empty] | 6-SS-16 | MP | 4.4
|  | 1300X500 | m | . | . | MP | 0.6
|  | 2400X900 | m | . | . | MP | 0.2
[5 empty] | 6-SS-16 | MP | 0.1
|  | 3000X900 | m | . | . | MP | 0.6
VARC-311/312-VA-0001 | RECT. DUCT | 300X250 | m | . | . | . | 27.4
|  | 400X300 | m | . | 6-SS-16 | . | 1.1
VARC-311/312-VR-0001 | RECT. DUCT | 5200X800 | m | . | 6-SS-16 | . | 3
VARC-311-VA-0001 | RECT. DUCT | 300X200 | m | . | . | MP | 1.5
|  | 550X400 | m | . | . | MP | 17.7
|  | 550X450 | m | . | . | MP | 24.1
|  | 600X300 | m | . | . | MP | 0.5
VARC-311-VR-0001 | RECT. DUCT | 1050X700 | m | . | . | BP | 0.4
|  | 500X500 | m | . | 6-SS-16 | BP | 18.2
|  | 550X450 | m | . | . | BP | 11.3
[5 empty] | 6-SS-16 | BP | 26.3
|  | 600X400 | m | . | 6-SS-16 | BP | 11.9
|  | 800X500 | m | . | . | BP | 2.1
|  | 800X700 | m | . | 6-SS-16 | BP | 5.6
|  | 850X400 | m | . | 6-SS-16 | BP | 1.2
VARC-312-VA-0001 | RECT. DUCT | 1200X900 | m | . | . | MP | 0.4
|  | 1350X1219 | m | . | . | MP | 1
|  | 1800X900 | m | . | . | MP | 0.2
|  | 1900X1350 | m | . | . | MP | 1.9
|  | 950X800 | m | . | . | MP | 15.5
VARC-312-VR-0001 | RECT. DUCT | 1000X900 | m | . | . | BP | 3.5
|  | 1250X550 | m | . | . | BP | 1.4
[5 empty] | 6-SS-16 | BP | 7.7
|  | 1550X550 | m | . | 6-SS-16 | BP | 23.9
|  | 950X800 | m | . | 6-SS-16 | BP | 7.4
VARCF-302 | RECT. DUCT | 1200X500 | m | . | . | . | 2.8
|  | 1800X500 | m | . | . | . | 2.7
|  | 200X200 | m | . | . | . | 11.4
|  | 250X200 | m | . | . | . | 11.2
|  | 300X200 | m | . | . | . | 1.3
|  | 300X250 | m | . | . | . | 6.3
|  | 350X300 | m | . | . | . | 4.7
|  | 350X350 | m | . | . | . | 11.6
|  | 400X250 | m | . | . | . | 11.8
|  | 400X300 | m | . | . | . | 6.7
|  | 450X450 | m | . | . | . | 4.3
|  | 550X200 | m | . | . | . | 2.8
|  | 550X300 | m | . | . | . | 15
|  | 600X300 | m | . | . | . | 19
|  | 600X400 | m | . | . | . | 13.9
|  | 600X500 | m | . | . | . | 7.1
|  | 600X600 | m | . | . | . | 3.8
|  | 700X500 | m | . | . | . | 32.7
|  | 750X500 | m | . | . | . | 2.1
|  | 800X500 | m | . | . | . | 17.7
|  | 900X300 | m | . | . | . | 10.3
| RECT. DUCT | 1000X450 | m | . | . | . | 1.7
|  | 1000X550 | m | . | . | . | 5.2
|  | 1000X800 | m | . | . | . | 1.8
|  | 1150X1000 | m | . | . | . | 6.9
|  | 1200X450 | m | . | . | . | 1.7
|  | 1200X500 | m | . | . | . | 4.2
|  | 1473X1321 | m | . | . | . | 1.9
|  | 1500X1400 | m | . | . | . | 0.4
|  | 1500X1500 | m | . | . | . | 2.2
|  | 1500X500 | m | . | . | . | 1.9
|  | 1778X1676 | m | . | . | . | 14
|  | 1800X500 | m | . | . | . | 1.9
|  | 1800X550 | m | . | . | . | 2.3
|  | 1850X700 | m | . | . | . | 15.7
|  | 1981X1524 | m | . | . | . | 21.4
|  | 200X150 | m | . | . | . | 2.4
|  | 200X200 | m | . | . | . | 41.4
|  | 2489X1219 | m | . | . | . | 21.6
|  | 250X150 | m | . | . | . | 1.8
|  | 250X200 | m | . | . | . | 7.7
|  | 250X250 | m | . | . | . | 18
|  | 300X200 | m | . | . | . | 11
|  | 300X250 | m | . | . | . | 17.8
[6 empty] | LOW PRESSURE | 1.7
|  | 300X300 | m | . | . | . | 10
|  | 3048X965 | m | . | . | . | 8
|  | 350X200 | m | . | . | . | 5.9
|  | 350X250 | m | . | . | . | 1.7
|  | 350X300 | m | . | . | . | 11.6
|  | 400X200 | m | . | . | . | 1.7
|  | 400X300 | m | . | . | . | 14
|  | 400X375 | m | . | . | . | 9.1
|  | 450X300 | m | . | . | . | 20.2
|  | 500X200 | m | . | . | . | 20.7
|  | 500X250 | m | . | . | . | 12.7
|  | 500X300 | m | . | . | . | 18.7
|  | 500X350 | m | . | . | . | 19
|  | 500X400 | m | . | . | . | 13.8
|  | 550X250 | m | . | . | . | 3.9
|  | 550X300 | m | . | . | . | 21.7
|  | 550X400 | m | . | . | . | 12.7
[6 empty] | LOW PRESSURE | 12.3
|  | 600X350 | m | . | . | . | 4
|  | 600X400 | m | . | . | . | 17.7
|  | 650X300 | m | . | . | . | 10.1
|  | 650X350 | m | . | . | . | 5.5
|  | 650X400 | m | . | . | . | 15.2
|  | 650X450 | m | . | . | . | 29.5
|  | 650X500 | m | . | . | . | 26.1
|  | 650X600 | m | . | . | . | 1.9
|  | 700X300 | m | . | . | . | 20.3
|  | 700X350 | m | . | . | . | 8.8
|  | 700X400 | m | . | . | . | 21.4
|  | 700X500 | m | . | . | . | 51.1
[6 empty] | LOW PRESSURE | 5.3
|  | 800X300 | m | . | . | . | 20.9
|  | 800X450 | m | . | . | . | 9.6
|  | 800X500 | m | . | . | . | 21.7
|  | 800X600 | m | . | . | . | 10.2
|  | 850X300 | m | . | . | . | 21.9
|  | 850X400 | m | . | . | . | 7.1
|  | 850X450 | m | . | . | . | 9.5
|  | 900X400 | m | . | . | . | 9.6
|  | 900X450 | m | . | . | . | 1.9
|  | 965X610 | m | . | . | . | 3.1
VARCF-302/304 | RECT. DUCT | 250X250 | m | . | . | LOW PRESSURE | 11.6
|  | 300X200 | m | . | . | LOW PRESSURE | 67.4
|  | 300X250 | m | . | . | LOW PRESSURE | 8.1
|  | 350X200 | m | . | . | LOW PRESSURE | 2.2
|  | 350X300 | m | . | . | LOW PRESSURE | 8
|  | 350X350 | m | . | . | LOW PRESSURE | 2.3
|  | 400X350 | m | . | . | LOW PRESSURE | 8.3
|  | 500X250 | m | . | . | LOW PRESSURE | 5.4
|  | 500X441 | m | . | . | LOW PRESSURE | 2.5
|  | 500X450 | m | . | . | LOW PRESSURE | 2.8
|  | 800X300 | m | . | . | LOW PRESSURE | 1.3
| RECT. DUCT | 150X150 | m | . | . | LOW PRESSURE | 3.3
|  | 200X200 | m | . | . | . | 24.8
[6 empty] | LOW PRESSURE | 14.3
|  | 250X100 | m | . | . | LOW PRESSURE | 1.5
|  | 250X150 | m | . | . | . | 4.5
[6 empty] | LOW PRESSURE | 4.6
|  | 250X200 | m | . | . | . | 2.2
[6 empty] | LOW PRESSURE | 8.6
|  | 250X250 | m | . | . | . | 10.3
[6 empty] | LOW PRESSURE | 13.6
|  | 300X200 | m | . | . | . | 20.6
[6 empty] | LOW PRESSURE | 207.7
|  | 300X250 | m | . | . | . | 6.8
[6 empty] | LOW PRESSURE | 113.8
|  | 300X300 | m | . | . | . | 0.8
[6 empty] | LOW PRESSURE | 3.4
|  | 325X125 | m | . | . | . | 2.4
|  | 350X200 | m | . | . | LOW PRESSURE | 8.9
|  | 350X250 | m | . | . | LOW PRESSURE | 31.1
|  | 350X300 | m | . | . | . | 6.5
[6 empty] | LOW PRESSURE | 34.2
|  | 350X350 | m | . | . | LOW PRESSURE | 0.9
|  | 385X250 | m | . | . | LOW PRESSURE | 1.5
|  | 400X300 | m | . | . | . | 7.5
[6 empty] | LOW PRESSURE | 27
|  | 400X350 | m | . | . | LOW PRESSURE | 14.6
|  | 400X400 | m | . | . | LOW PRESSURE | 7.2
|  | 450X300 | m | . | . | LOW PRESSURE | 9.3
|  | 500X250 | m | . | . | LOW PRESSURE | 11
|  | 500X300 | m | . | . | LOW PRESSURE | 26.8
|  | 500X400 | m | . | . | LOW PRESSURE | 21.3
|  | 500X441 | m | . | . | . | 5.8
[6 empty] | LOW PRESSURE | 2.5
|  | 500X450 | m | . | . | . | 2.6
[6 empty] | LOW PRESSURE | 9.3
|  | 550X300 | m | . | . | LOW PRESSURE | 2.3
|  | 550X350 | m | . | . | LOW PRESSURE | 14.7
|  | 600X500 | m | . | . | LOW PRESSURE | 1.3
[5 empty] | 6-SS-16 | . | 14.6
[6 empty] | LOW PRESSURE | 6.1
|  | 650X250 | m | . | . | LOW PRESSURE | 3.5
|  | 650X300 | m | . | . | LOW PRESSURE | 21.9
|  | 650X450 | m | . | . | LOW PRESSURE | 1.7
|  | 700X300 | m | . | . | LOW PRESSURE | 11.7
VARCF-303 | RECT. DUCT | 1200X600 | m | . | 6-SS-16 | . | 14.5
|  | 1270X838 | m | . | 6-SS-16 | . | 3.5
|  | 1400X1400 | m | . | 6-SS-16 | . | 3.6
|  | 1500X800 | m | . | 6-SS-16 | . | 2.3
|  | 2000X500 | m | . | 6-SS-16 | . | 14.4
|  | 600X450 | m | . | . | . | 0.4
|  | 650X250 | m | . | 6-SS-16 | . | 0.2
| RECT. DUCT | 1000X1000 | m | . | 6-SS-16 | . | 2.8
|  | 1000X550 | m | . | 6-SS-16 | . | 6.5
|  | 1000X600 | m | . | 6-SS-16 | . | 4.9
|  | 1000X750 | m | . | 6-SS-16 | . | 11.4
|  | 1000X800 | m | . | 6-SS-16 | . | 4.9
|  | 1200X500 | m | . | 6-SS-16 | . | 22.2
|  | 1200X650 | m | . | 6-SS-16 | . | 2.2
|  | 1200X700 | m | . | 6-SS-16 | . | 8.6
|  | 1200X750 | m | . | . | . | 4.7
|  | 1219X813 | m | . | . | . | 8.6
[5 empty] | 6-SS-16 | . | 8.9
|  | 1270X800 | m | . | 6-SS-16 | . | 2.2
|  | 1300X900 | m | . | 6-SS-16 | . | 3
|  | 1400X400 | m | . | 6-SS-16 | . | 8.8
|  | 1400X500 | m | . | 6-SS-16 | . | 7.8
|  | 1400X600 | m | . | 6-SS-16 | . | 1.5
|  | 1473X1448 | m | . | 6-SS-16 | . | 1.7
|  | 1500X1400 | m | . | . | . | 0.5
|  | 1500X1500 | m | . | . | . | 0.2
|  | 1500X800 | m | . | 6-SS-16 | . | 4.4
|  | 1500X900 | m | . | 6-SS-16 | . | 2.5
|  | 1524X813 | m | . | 6-SS-16 | . | 28.5
|  | 1550X500 | m | . | 6-SS-16 | . | 10
|  | 1650X400 | m | . | 6-SS-16 | . | 3.6
|  | 1727X1575 | m | . | 6-SS-16 | . | 5.7
|  | 1750X400 | m | . | 6-SS-16 | . | 4.8
|  | 1750X500 | m | . | . | . | 2.3
[5 empty] | 6-SS-16 | . | 11
|  | 1800X900 | m | . | . | . | 2.8
|  | 1829X1829 | m | . | 6-SS-16 | . | 13.2
|  | 1829X610 | m | . | 6-SS-16 | . | 20.4
|  | 1930X1829 | m | . | 6-SS-16 | . | 6.7
|  | 1956X1168 | m | . | 6-SS-16 | . | 3.8
|  | 1981X1168 | m | . | 6-SS-16 | . | 8.6
|  | 2000X500 | m | . | 6-SS-16 | . | 17.2
|  | 2000X900 | m | . | 6-SS-16 | . | 0.8
|  | 200X200 | m | . | 6-SS-16 | . | 3.2
|  | 2032X1524 | m | . | 6-SS-16 | . | 21.6
|  | 250X200 | m | . | 6-SS-16 | . | 1.3
|  | 3048X2794 | m | . | 6-SS-16 | . | 9.7
|  | 500X400 | m | . | 6-SS-16 | . | 3.5
|  | 600X450 | m | . | . | . | 0.9
[5 empty] | 6-SS-16 | . | 1
|  | 650X250 | m | . | . | . | 0.4
[5 empty] | 6-SS-16 | . | 0.1
|  | 650X500 | m | . | 6-SS-16 | . | 8.5
|  | 900X450 | m | . | . | . | 0.1
[5 empty] | 6-SS-16 | . | 0.1
|  | 900X500 | m | . | 6-SS-16 | . | 3.5
VARCF-304 | RECT. DUCT | 200X150 | m | . | . | . | 8.4
|  | 200X200 | m | . | . | . | 8.1
|  | 250X150 | m | . | . | . | 4.1
|  | 250X250 | m | . | . | . | 9
|  | 300X200 | m | . | . | . | 32.7
|  | 300X250 | m | . | . | . | 43.7
|  | 300X300 | m | . | . | . | 6
|  | 400X250 | m | . | . | . | 6.8
|  | 400X300 | m | . | . | . | 16.8
|  | 400X350 | m | . | . | . | 16.2
|  | 500X150 | m | . | . | . | 3.8
|  | 500X300 | m | . | . | . | 3.1
|  | 500X350 | m | . | . | . | 8.2
|  | 550X300 | m | . | . | . | 21.1
|  | 550X350 | m | . | . | . | 5.2
|  | 600X300 | m | . | . | . | 6.8
|  | 650X350 | m | . | . | . | 7
|  | 650X400 | m | . | . | . | 16.7
|  | 650X450 | m | . | . | . | 11.4
|  | 750X300 | m | . | . | . | 14.4
|  | 750X400 | m | . | . | . | 12.2
|  | 800X450 | m | . | . | . | 2.1
|  | 850X400 | m | . | . | . | 6.1
|  | 900X400 | m | . | . | . | 4.1
| RECT. DUCT | 1000X400 | m | . | . | . | 3.6
|  | 1000X450 | m | . | . | . | 10.7
|  | 1000X500 | m | . | . | . | 6.5
|  | 1000X700 | m | . | . | . | 21.1
|  | 1050X450 | m | . | . | . | 14.4
|  | 1150X400 | m | . | . | . | 4.8
|  | 1194X1016 | m | . | . | . | 2.1
|  | 1321X914 | m | . | . | . | 1.8
|  | 1422X1067 | m | . | . | . | 14.5
|  | 1450X1500 | m | . | 6-SS-16 | . | 0.2
|  | 1500X1500 | m | . | . | . | 0.7
|  | 1700X950 | m | . | . | . | 3.1
|  | 1727X914 | m | . | . | . | 2.3
|  | 1753X787 | m | . | . | . | 2.6
|  | 1778X1473 | m | . | . | . | 32
|  | 1829X1829 | m | . | . | . | 4
|  | 1981X864 | m | . | . | . | 26.6
|  | 200X100 | m | . | . | . | 3.2
|  | 200X150 | m | . | . | . | 9.6
|  | 200X200 | m | . | . | . | 50.5
[6 empty] | LOW PRESSURE | 7.8
|  | 2050X600 | m | . | . | . | 3.5
|  | 2286X1778 | m | . | . | . | 27.2
|  | 2286X2184 | m | . | . | . | 5.4
|  | 250X150 | m | . | . | . | 1.2
|  | 250X200 | m | . | . | . | 53.8
|  | 250X250 | m | . | . | . | 65.9
|  | 250X300 | m | . | . | . | 3.7
|  | 300X200 | m | . | . | . | 55.7
[6 empty] | LOW PRESSURE | 4.1
|  | 300X250 | m | . | . | . | 46.4
|  | 300X300 | m | . | . | . | 36.5
|  | 350X200 | m | . | . | . | 1.1
|  | 350X250 | m | . | . | . | 22.1
[6 empty] | LOW PRESSURE | 5.8
|  | 350X300 | m | . | . | . | 41.8
|  | 350X313 | m | . | . | LOW PRESSURE | 10.4
|  | 350X350 | m | . | . | . | 4.8
|  | 400X250 | m | . | . | . | 12.9
|  | 400X300 | m | . | . | . | 88.9
[6 empty] | LOW PRESSURE | 2.9
|  | 400X350 | m | . | . | . | 24.1
|  | 450X300 | m | . | . | . | 50.2
|  | 450X350 | m | . | . | . | 4.2
|  | 500X250 | m | . | . | . | 6.8
|  | 500X300 | m | . | . | . | 66.9
|  | 500X350 | m | . | . | . | 39.9
|  | 500X400 | m | . | . | . | 7.9
|  | 550X250 | m | . | . | . | 13.8
|  | 550X300 | m | . | . | . | 29.1
|  | 550X350 | m | . | . | . | 28.3
|  | 550X400 | m | . | . | . | 18.5
|  | 559X559 | m | . | . | . | 3.5
|  | 600X200 | m | . | . | . | 4.1
|  | 600X300 | m | . | . | . | 6
|  | 600X350 | m | . | . | . | 19.3
|  | 600X450 | m | . | . | . | 9
|  | 600X600 | m | . | 6-SS-16 | . | 5.4
|  | 650X200 | m | . | . | . | 4.9
|  | 650X300 | m | . | . | . | 17.8
|  | 650X400 | m | . | . | . | 17.9
|  | 650X650 | m | . | . | . | 13.8
|  | 700X250 | m | . | . | . | 5.9
|  | 700X300 | m | . | . | . | 111
|  | 700X350 | m | . | . | . | 24.9
|  | 700X400 | m | . | . | . | 18.2
|  | 700X450 | m | . | . | . | 6.4
|  | 750X350 | m | . | . | . | 5.2
|  | 750X400 | m | . | . | . | 54.8
|  | 750X450 | m | . | . | . | 16.1
|  | 750X500 | m | . | . | . | 10.5
|  | 800X300 | m | . | . | . | 4.5
|  | 900X300 | m | . | . | . | 4.4
|  | 900X350 | m | . | . | . | 3
|  | 900X400 | m | . | . | . | 10.7
| SPIRAL DUCT | 150 | m | . | . | . | 0.9
|  | 200 | m | . | . | . | 0.9
|  | 250 | m | . | . | . | 0.5
VARCF-304/305 | RECT. DUCT | 200X200 | m | . | . | . | 11.3
|  | 250X200 | m | . | . | . | 1.3
|  | 250X250 | m | . | . | LOW PRESSURE | 0.7
|  | 300X200 | m | . | . | LOW PRESSURE | 73.6
|  | 300X250 | m | . | . | LOW PRESSURE | 27.5
|  | 350X300 | m | . | . | LOW PRESSURE | 3.6
|  | 400X375 | m | . | . | LOW PRESSURE | 6.6
| RECT. DUCT | 1200X450 | m | . | . | . | 21.3
|  | 1200X500 | m | . | . | . | 5.9
|  | 1350X350 | m | . | . | . | 7.4
|  | 200X150 | m | . | . | LOW PRESSURE | 4.5
|  | 200X200 | m | . | . | . | 13.3
|  | 250X150 | m | . | . | . | 13.2
|  | 250X200 | m | . | . | LOW PRESSURE | 16.1
|  | 250X250 | m | . | . | LOW PRESSURE | 1.5
|  | 300X200 | m | . | . | . | 18.9
[6 empty] | LOW PRESSURE | 219.7
|  | 300X250 | m | . | . | LOW PRESSURE | 99
|  | 300X300 | m | . | . | LOW PRESSURE | 23
|  | 350X200 | m | . | . | LOW PRESSURE | 14.4
|  | 350X250 | m | . | . | LOW PRESSURE | 6.4
|  | 350X300 | m | . | . | . | 2.3
[6 empty] | LOW PRESSURE | 28
|  | 350X313 | m | . | . | LOW PRESSURE | 17
|  | 400X300 | m | . | . | . | 3
|  | 400X350 | m | . | . | LOW PRESSURE | 5.3
|  | 400X375 | m | . | . | LOW PRESSURE | 4.1
|  | 400X400 | m | . | . | LOW PRESSURE | 9.9
|  | 500X400 | m | . | . | LOW PRESSURE | 14.8
|  | 500X450 | m | . | . | LOW PRESSURE | 2.2
|  | 550X300 | m | . | . | . | 6.3
|  | 550X350 | m | . | . | . | 4.8
|  | 600X200 | m | . | . | LOW PRESSURE | 4.5
|  | 600X300 | m | . | . | . | 5.8
|  | 600X450 | m | . | . | LOW PRESSURE | 14.2
|  | 600X500 | m | . | . | . | 0.3
|  | 676X350 | m | . | . | . | 2.5
|  | 700X300 | m | . | . | . | 6.3
|  | 850X300 | m | . | . | . | 9.8
|  | 900X350 | m | . | . | . | 5.1
|  | 900X500 | m | . | 6-SS-16 | LOW PRESSURE | 2.5
|  | 950X350 | m | w/ 1” ACOUSTICAL LINING | . | LOW PRESSURE | 2.7
| SPIRAL DUCT | 200 | m | . | . | . | 2.2
VARCF-305 | RECT. DUCT | 1000X1000 | m | . | . | . | 12.9
|  | 1200X400 | m | . | . | . | 6.1
|  | 1422X1219 | m | . | . | . | 2.7
|  | 200X150 | m | . | . | . | 6.7
|  | 200X200 | m | . | . | . | 3.7
|  | 250X200 | m | . | . | . | 2.7
|  | 300X250 | m | . | . | . | 2.5
|  | 300X300 | m | . | . | . | 9.7
|  | 350X200 | m | . | . | . | 9.5
|  | 400X300 | m | . | . | . | 4.5
|  | 500X300 | m | . | . | . | 3.2
|  | 550X300 | m | . | . | . | 6.3
|  | 550X350 | m | . | . | . | 10.8
|  | 660X118 | m | . | . | . | 1.7
|  | 700X350 | m | . | . | . | 13.9
|  | 750X300 | m | . | . | . | 6.8
|  | 850X400 | m | . | . | . | 29.7
| RECT. DUCT | 1000X1000 | m | . | . | . | 12.9
|  | 1000X350 | m | . | . | . | 11.8
|  | 1000X400 | m | . | . | . | 29.3
|  | 1000X500 | m | . | . | . | 17.9
|  | 1100X400 | m | . | . | . | 12.9
|  | 1150X400 | m | . | . | . | 26.7
|  | 1150X450 | m | . | . | . | 5.7
|  | 1150X500 | m | . | . | . | 2.7
|  | 1200X400 | m | . | . | . | 6.7
[6 empty] | LOW PRESSURE | 5.9
|  | 1250X400 | m | . | . | . | 3.9
|  | 1350X450 | m | . | . | LOW PRESSURE | 1.8
|  | 1450X1500 | m | . | 6-SS-16 | . | 0.2
|  | 1500X1500 | m | . | . | . | 0.5
|  | 150X150 | m | . | . | . | 9.5
|  | 1981X1575 | m | . | . | . | 9.1
|  | 200X150 | m | . | . | . | 1
|  | 200X200 | m | . | . | . | 16.5
[6 empty] | LOW PRESSURE | 1.8
|  | 250X200 | m | . | . | . | 6.6
|  | 250X250 | m | . | . | . | 12.3
|  | 300X150 | m | . | . | . | 6.5
|  | 300X200 | m | . | . | . | 34.7
|  | 300X250 | m | . | . | . | 37.2
|  | 350X150 | m | . | . | . | 7.9
|  | 350X250 | m | . | . | . | 16.2
|  | 350X300 | m | . | . | . | 6.8
|  | 350X350 | m | . | . | . | 2.9
|  | 400X250 | m | . | . | . | 3.5
|  | 400X300 | m | . | . | . | 10.4
|  | 400X350 | m | . | . | . | 3.7
|  | 400X375 | m | . | . | . | 6.6
|  | 450X300 | m | . | . | . | 10.9
|  | 450X350 | m | . | . | . | 16.3
|  | 500X250 | m | . | . | . | 7.7
|  | 500X300 | m | . | . | . | 3.6
|  | 500X400 | m | . | . | . | 14.8
|  | 550X300 | m | . | . | . | 1
|  | 550X350 | m | . | . | . | 13.1
|  | 550X450 | m | . | . | . | 2.7
|  | 550X550 | m | . | . | . | 12.7
|  | 600X250 | m | . | . | . | 19.6
|  | 600X300 | m | . | . | . | 14.2
|  | 650X300 | m | . | . | . | 9.8
|  | 700X300 | m | . | . | . | 21.9
|  | 700X350 | m | . | . | . | 22.9
|  | 700X400 | m | . | . | . | 15.4
|  | 700X700 | m | . | . | . | 14.2
|  | 750X300 | m | . | . | . | 2
|  | 750X400 | m | . | . | . | 41.5
|  | 750X750 | m | . | . | . | 4.8
|  | 850X850 | m | . | . | . | 40.1
|  | 900X300 | m | . | . | . | 26.5
|  | 900X400 | m | . | . | . | 23
|  | 900X500 | m | . | . | . | 13.1
|  | 950X400 | m | . | . | . | 11.3
|  | 950X550 | m | . | . | . | 2.5
| SPIRAL DUCT | 150 | m | . | . | . | 16.5
|  | 200 | m | . | . | . | 2.6
VC-383-VA-0001 | RECT. DUCT | 300X150 | m | . | . | . | 3.7
|  | 300X300 | m | . | 6-SS-16 | . | 0.5
VE-308-VE-0001 | RECT. DUCT | 450X450 | m | . | 6-N-16 | . | 1.6
VE-309-VE-0001 | RECT. DUCT | 350X350 | m | . | 6-SS-16 | . | 1.8
| RECT. DUCT | 350X350 | m | . | 6-SS-16 | . | 16.5
VE-314-VE-0001 | RECT. DUCT | 200X200 | m | . | 6-SS-16 | . | 30.5
|  | 250X200 | m | . | 6-SS-16 | . | 15.3
|  | 300X250 | m | . | 6-SS-16 | . | 14.4
|  | 350X350 | m | . | 6-SS-16 | . | 0.5
| RECT. DUCT | 1473X914 | m | . | 6-SS-16 | . | 6.1
|  | 1524X1016 | m | . | 6-SS-16 | . | 17.9
|  | 200X150 | m | . | 6-SS-16 | . | 10.5
[6 empty] | LOW PRESSURE | 14.1
|  | 200X200 | m | . | 6-SS-16 | . | 120.6
[6 empty] | LOW PRESSURE | 3.2
|  | 250X200 | m | . | 6-SS-16 | . | 13.5
[6 empty] | LOW PRESSURE | 2.9
|  | 250X250 | m | . | 6-SS-16 | . | 8.7
|  | 300X200 | m | . | 6-SS-16 | . | 4.8
|  | 300X250 | m | . | 6-SS-16 | LOW PRESSURE | 1.8
|  | 350X200 | m | . | 6-SS-16 | LOW PRESSURE | 5.2
|  | 406X356 | m | . | 6-SS-16 | . | 11.1
|  | 610X356 | m | . | 6-SS-16 | . | 47.4
VE-315-VE-0001 | RECT. DUCT | 1500X986 | m | . | 6-SS-16 | . | 2.6
|  | 2500X2200 | m | . | 6-SS-16 | . | 7.8
|  | 700X500 | m | . | 6-SS-16 | . | 0.5
|  | 800X400 | m | . | 6-SS-16 | . | 20.3
VE-331-VE-0001 | RECT. DUCT | 2134X1575 | m | . | 6-SS-16 | . | 4
VE-331-VE-0003 | RECT. DUCT | 300X300 | m | . | 6-SS-16 | . | 2.7
VF-361-VF-0001 | RECT. DUCT | 1575X1270 | m | . | . | . | 9.5
|  | 1829X1118 | m | . | . | . | 7.2
|  | 300X200 | m | . | . | LOW PRESSURE | 1.7
|  | 450X400 | m | . | 6-SS-16 | . | 1
|  | 550X250 | m | . | . | . | 2.2
|  | 700X400 | m | . | 6-SS-16 | . | 1
VF-362-VF-0001 | RECT. DUCT | 1200X800 | m | . | . | . | 1.2
|  | 650X300 | m | . | . | . | 3
|  | 650X500 | m | . | . | . | 2.5
|  | 700X600 | m | . | . | . | 0.1
|  | 900X450 | m | . | . | . | 0.2
VF-363-VF-0001 | RECT. DUCT | 1154X1013 | m | . | 6-SS-16 | . | 1.6
VF-364-VF-0001 | RECT. DUCT | 400X400 | m | . | . | . | 0.5
|  | 500X400 | m | . | . | . | 0.5
|  | 600X300 | m | . | 6-SS-16 | . | 1.6
|  | 600X400 | m | . | . | . | 7.9
|  | 800X300 | m | . | . | . | 1.5
|  | 900X500 | m | . | 6-SS-16 | . | 2.4
VF-365-VF-0001 | RECT. DUCT | 1200X900 | m | . | 6-SS-16 | . | 1.2
|  | 1219X813 | m | . | 6-SS-16 | . | 5.5
|  | 850X700 | m | . | . | . | 1
VF-368-VF-0001 | RECT. DUCT | 1000X400 | m | . | . | . | 0.7
[5 empty] | 6-SS-16 | . | 0.8
|  | 1200X800 | m | . | 6-SS-16 | . | 1.2
|  | 300X300 | m | . | . | . | 3
|  | 450X250 | m | . | . | . | 0.6
|  | 450X400 | m | . | 6-SS-16 | . | 2.2
|  | 550X300 | m | . | 6-SS-16 | . | 0.5
|  | 650X350 | m | . | . | . | 4.4
|  | 750X250 | m | . | . | . | 3
|  | 750X450 | m | . | 6-SS-16 | . | 3.6
|  | 750X500 | m | . | . | . | 5.5
|  | 800X250 | m | . | 6-SS-16 | . | 2.8
VF-369-VF-0001 | RECT. DUCT | 1154X1013 | m | . | 6-SS-16 | . | 1.6
VFC-341 | RECT. DUCT | 300X300 | m | . | . | LOW PRESSURE | 2.5
|  | 350X350 | m | . | . | LOW PRESSURE | 2.6
|  | 500X300 | m | . | . | LOW PRESSURE | 3.3
|  | 600X400 | m | . | . | LOW PRESSURE | 3.5
|  | 610X406 | m | . | . | LOW PRESSURE | 2.1
[5 empty] | 6-SS-16 | LOW PRESSURE | 2.3
VFC-342 | RECT. DUCT | 1219X813 | m | . | . | LOW PRESSURE | 1.6
VFC-343 | RECT. DUCT | 250X100 | m | . | . | LOW PRESSURE | 0.7
|  | 325X125 | m | . | . | LOW PRESSURE | 2.8
|  | 450X250 | m | . | . | LOW PRESSURE | 5.4
|  | 650X300 | m | . | . | LOW PRESSURE | 10.6
VFC-344 | RECT. DUCT | 200X75 | m | . | . | LOW PRESSURE | 0.9
|  | 250X100 | m | . | . | LOW PRESSURE | 1.2
|  | 250X200 | m | . | . | LOW PRESSURE | 3.4
|  | 350X250 | m | . | . | LOW PRESSURE | 10
|  | 350X313 | m | . | . | LOW PRESSURE | 9.6
|  | 900X500 | m | . | 6-SS-16 | LOW PRESSURE | 2.8
VFC-345 | RECT. DUCT | 250X100 | m | . | . | LOW PRESSURE | 1.2
|  | 250X250 | m | . | . | LOW PRESSURE | 2.8
|  | 325X125 | m | . | . | LOW PRESSURE | 2
|  | 450X250 | m | . | . | LOW PRESSURE | 5.3
|  | 650X300 | m | . | . | LOW PRESSURE | 11.3
|  | 900X500 | m | . | 6-SS-16 | LOW PRESSURE | 2.5
VFC-346 | RECT. DUCT | 300X100 | m | . | . | LOW PRESSURE | 2.9
|  | 350X300 | m | . | . | LOW PRESSURE | 1.8
|  | 650X300 | m | . | . | LOW PRESSURE | 13
|  | 900X500 | m | . | 6-SS-16 | LOW PRESSURE | 3.6
VFC-347 | RECT. DUCT | 250X250 | m | . | . | LOW PRESSURE | 3.1
|  | 350X250 | m | . | . | LOW PRESSURE | 9.7
|  | 450X300 | m | . | . | LOW PRESSURE | 5.6
|  | 650X300 | m | . | . | LOW PRESSURE | 4.6
|  | 900X500 | m | . | 6-SS-16 | LOW PRESSURE | 2.8
| RECT. DUCT | 200X75 | m | . | . | LOW PRESSURE | 1.2
|  | 250X100 | m | . | . | LOW PRESSURE | 1.2
VFC-348 | RECT. DUCT | 150X150 | m | . | . | LOW PRESSURE | 4.9
|  | 300X80 | m | . | . | LOW PRESSURE | 1.8
|  | 450X300 | m | . | . | LOW PRESSURE | 17.6
[5 empty] | 6-SS-16 | LOW PRESSURE | 4.9
|  | 900X900 | m | . | 6-SS-16 | LOW PRESSURE | 0.8
Grand Total | [6 empty] | 7348

## DATA-DUCT
Subject | Page Index | Length | Length Unit | Count | Label | DUCT SIZE | ACCESSORIES1 | ACCESSORIES2 | REMARK | UNITS | DAMPER TYPE
RECT. DUCT m | 2 | 16 | m | 0 | RECT. DUCT | 200X200 | . | . | . | VACF-301 | NO
RECT. DUCT m | 2 | 2.4 | m | 0 | RECT. DUCT | 350X150 | . | . | . | VACF-301 | NO
RECT. DUCT m | 2 | 3.3 | m | 0 | RECT. DUCT | 300X150 | . | . | . | VACF-301 | NO
RECT. DUCT m | 2 | 2.1 | m | 0 | RECT. DUCT | 300X150 | . | . | . | VACF-301 | NO
RECT. DUCT m | 2 | 0.7 | m | 0 | RECT. DUCT | 250X250 | . | . | . | VACF-301 | NO
RECT. DUCT m | 2 | 34.9 | m | 0 | RECT. DUCT | 300X250 | . | . | . | VACF-301 | NO
RECT. DUCT m | 2 | 7.9 | m | 0 | RECT. DUCT | 350X150 | . | . | . | VARCF-305 | NO
RECT. DUCT m | 2 | 1.3 | m | 0 | RECT. DUCT | 300X200 | . | . | LOW PRESSURE | VARCF-304/305 | NO
RECT. DUCT m | 2 | 12.4 | m | 0 | RECT. DUCT | 300X200 | . | . | LOW PRESSURE | VARCF-304/305 | NO
RECT. DUCT m | 2 | 3.2 | m | 0 | RECT. DUCT | 200X200 | . | . | . | VARCF-304 | NO
RECT. DUCT m | 2 | 7.3 | m | 0 | RECT. DUCT | 250X250 | . | . | . | VARCF-305 | NO
RECT. DUCT m | 2 | 2.9 | m | 0 | RECT. DUCT | 300X200 | . | . | LOW PRESSURE | VARCF-304/305 | NO
RECT. DUCT m | 2 | 1.9 | m | 0 | RECT. DUCT | 300X250 | . | . | LOW PRESSURE | VARCF-304/305 | NO
RECT. DUCT m | 2 | 6 | m | 0 | RECT. DUCT | 250X200 | . | . | LOW PRESSURE | VARCF-304/305 | NO
RECT. DUCT m | 2 | 8.8 | m | 0 | RECT. DUCT | 250X200 | . | . | LOW PRESSURE | VARCF-304/305 | NO
RECT. DUCT m | 2 | 3.8 | m | 0 | RECT. DUCT | 200X200 | . | . | . | VARCF-304 | NO
RECT. DUCT m | 2 | 2.3 | m | 0 | RECT. DUCT | 300X200 | . | . | LOW PRESSURE | VARCF-304/305 | NO
RECT. DUCT m | 2 | 8.4 | m | 0 | RECT. DUCT | 450X300 | . | . | . | VARCF-305 | NO
RECT. DUCT m | 2 | 14.2 | m | 0 | RECT. DUCT | 600X300 | . | . | . | VARCF-305 | NO
RECT. DUCT m | 2 | 2.7 | m | 0 | RECT. DUCT | 400X350 | . | . | LOW PRESSURE | VARCF-304/305 | NO
RECT. DUCT m | 2 | 10.1 | m | 0 | RECT. DUCT | 300X300 | . | . | . | VARCF-304 | NO
RECT. DUCT m | 2 | 3.7 | m | 0 | RECT. DUCT | 550X300 | . | . | . | VARCF-304 | NO
RECT. DUCT m | 2 | 2.6 | m | 0 | RECT. DUCT | 400X350 | . | . | LOW PRESSURE | VARCF-304/305 | NO
RECT. DUCT m | 2 | 14.2 | m | 0 | RECT. DUCT | 200X200 | . | . | . | VARCF-305 | NO
RECT. DUCT m | 2 | 1.8 | m | 0 | RECT. DUCT | 300X200 | . | . | LOW PRESSURE | VARCF-304/305 | NO
RECT. DUCT m | 2 | 2.2 | m | 0 | RECT. DUCT | 300X200 | . | . | LOW PRESSURE | VARCF-304/305 | NO
RECT. DUCT m | 2 | 8 | m | 0 | RECT. DUCT | 300X250 | . | . | . | VARCF-304 | NO
RECT. DUCT m | 2 | 2.3 | m | 0 | RECT. DUCT | 400X375 | . | . | LOW PRESSURE | VARCF-304/305 | NO
RECT. DUCT m | 2 | 1.4 | m | 0 | RECT. DUCT | 300X250 | . | . | LOW PRESSURE | VARCF-304/305 | NO
RECT. DUCT m | 2 | 14.9 | m | 0 | RECT. DUCT | 700X300 | . | . | . | VARCF-304 | NO
RECT. DUCT m | 2 | 5.2 | m | 0 | RECT. DUCT | 750X350 | . | . | . | VARCF-304 | NO
RECT. DUCT m | 2 | 4 | m | 0 | RECT. DUCT | 750X400 | . | . | . | VARCF-304 | NO
RECT. DUCT m | 2 | 3 | m | 0 | RECT. DUCT | 900X350 | . | . | . | VARCF-304 | NO
RECT. DUCT m | 2 | 10.7 | m | 0 | RECT. DUCT | 1000X450 | . | . | . | VARCF-304 | NO
RECT. DUCT m | 2 | 1.1 | m | 0 | RECT. DUCT | 300X200 | . | . | LOW PRESSURE | VARCF-304/305 | NO
RECT. DUCT m | 2 | 9.5 | m | 0 | RECT. DUCT | 150X150 | . | . | . | VARCF-305 | NO
RECT. DUCT m | 2 | 3.3 | m | 0 | RECT. DUCT | 300X250 | . | . | . | VACF-301 | NO
RECT. DUCT m | 2 | 1.7 | m | 0 | RECT. DUCT | 350X250 | . | . | BP | VA-332-VA-0001 | NO
RECT. DUCT m | 2 | 10.2 | m | 0 | RECT. DUCT | 300X250 | . | . | LOW PRESSURE | VARCF-304/305 | NO
RECT. DUCT m | 2 | 13.8 | m | 0 | RECT. DUCT | 700X300 | . | . | . | VARCF-305 | NO
RECT. DUCT m | 2 | 5.7 | m | 0 | RECT. DUCT | 750X400 | . | . | . | VARCF-305 | NO
RECT. DUCT m | 2 | 7 | m | 0 | RECT. DUCT | 900X400 | . | . | . | VARCF-305 | NO
RECT. DUCT m | 2 | 7 | m | 0 | RECT. DUCT | 1150X400 | . | . | . | VARCF-305 | NO
RECT. DUCT m | 2 | 2.6 | m | 0 | RECT. DUCT | 300X200 | . | . | LOW PRESSURE | VARCF-304/305 | NO
RECT. DUCT m | 2 | 2.7 | m | 0 | RECT. DUCT | 200X150 | . | . | . | VARCF-304 | NO
RECT. DUCT m | 2 | 13.5 | m | 0 | RECT. DUCT | 200X200 | . | 6-SS-16 | . | VE-314-VE-0001 | NO
RECT. DUCT m | 2 | 2.3 | m | 0 | RECT. DUCT | 500X250 | . | . | . | VARCF-305 | NO
RECT. DUCT m | 2 | 3.2 | m | 0 | RECT. DUCT | 600X250 | . | . | . | VARCF-305 | NO
RECT. DUCT m | 2 | 1 | m | 0 | RECT. DUCT | 300X300 | . | . | LOW PRESSURE | VARCF-304/305 | NO
RECT. DUCT m | 2 | 4 | m | 0 | RECT. DUCT | 300X200 | . | . | LOW PRESSURE | VARCF-304/305 | NO
RECT. DUCT m | 2 | 1.5 | m | 0 | RECT. DUCT | 250X250 | . | . | LOW PRESSURE | VARCF-304/305 | NO
RECT. DUCT m | 2 | 2 | m | 0 | RECT. DUCT | 500X400 | . | . | LOW PRESSURE | VARCF-304/305 | NO
RECT. DUCT m | 2 | 7.6 | m | 0 | RECT. DUCT | 250X250 | . | . | . | VARCF-304 | NO
RECT. DUCT m | 2 | 2.5 | m | 0 | RECT. DUCT | 500X400 | . | . | LOW PRESSURE | VARCF-304/305 | NO
RECT. DUCT m | 2 | 6.6 | m | 0 | RECT. DUCT | 300X300 | . | . | LOW PRESSURE | VARCF-304/305 | NO
RECT. DUCT m | 2 | 2.2 | m | 0 | RECT. DUCT | 650X200 | . | . | . | VARCF-304 | NO
RECT. DUCT m | 2 | 2.6 | m | 0 | RECT. DUCT | 500X400 | . | . | LOW PRESSURE | VARCF-304/305 | NO
RECT. DUCT m | 2 | 2.7 | m | 0 | RECT. DUCT | 650X200 | . | . | . | VARCF-304 | NO
RECT. DUCT m | 2 | 1.3 | m | 0 | RECT. DUCT | 450X200 | w/ 1” ACOUSTICAL LINING | . | . | TRANSFER DUCT | NO
RECT. DUCT m | 2 | 1.3 | m | 0 | RECT. DUCT | 450X200 | w/ 1” ACOUSTICAL LINING | . | . | TRANSFER DUCT | NO
RECT. DUCT m | 2 | 1.6 | m | 0 | RECT. DUCT | 650X350 | w/ 1” ACOUSTICAL LINING | . | . | TRANSFER DUCT | NO
RECT. DUCT m | 2 | 1.6 | m | 0 | RECT. DUCT | 950X350 | w/ 1” ACOUSTICAL LINING | . | . | TRANSFER DUCT | NO
RECT. DUCT m | 2 | 0.4 | m | 0 | RECT. DUCT | 350X250 | . | . | BP | VA-334-VA-0001 | NO
RECT. DUCT m | 2 | 1.6 | m | 0 | RECT. DUCT | 650X350 | w/ 1” ACOUSTICAL LINING | . | . | TRANSFER DUCT | NO
RECT. DUCT m | 2 | 1.6 | m | 0 | RECT. DUCT | 650X350 | w/ 1” ACOUSTICAL LINING | . | . | TRANSFER DUCT | NO
RECT. DUCT m | 3 | 2.8 | m | 0 | RECT. DUCT | 800X250 | . | 6-SS-16 | . | VF-368-VF-0001 | NO
RECT. DUCT m | 3 | 0.7 | m | 0 | RECT. DUCT | 1000X400 | . | . | . | VF-368-VF-0001 | NO
RECT. DUCT m | 3 | 3 | m | 0 | RECT. DUCT | 750X250 | . | . | . | VF-368-VF-0001 | NO
RECT. DUCT m | 3 | 1.2 | m | 0 | RECT. DUCT | 300X300 | . | . | . | VF-368-VF-0001 | NO
RECT. DUCT m | 3 | 0.5 | m | 0 | RECT. DUCT | 550X300 | . | 6-SS-16 | . | VF-368-VF-0001 | NO
RECT. DUCT m | 3 | 3.6 | m | 0 | RECT. DUCT | 750X450 | . | 6-SS-16 | . | VF-368-VF-0001 | NO
RECT. DUCT m | 3 | 1.2 | m | 0 | RECT. DUCT | 1200X800 | . | 6-SS-16 | . | VF-368-VF-0001 | NO
RECT. DUCT m | 3 | 0.2 | m | 0 | RECT. DUCT | 250X100 | w/ 1” ACOUSTICAL LINING | 6-SS-16 | . | TRANSFER DUCT | NO
RECT. DUCT m | 3 | 0.2 | m | 0 | RECT. DUCT | 250X100 | w/ 1” ACOUSTICAL LINING | 6-SS-16 | . | TRANSFER DUCT | NO
RECT. DUCT m | 3 | 0.2 | m | 0 | RECT. DUCT | 250X100 | w/ 1” ACOUSTICAL LINING | 6-SS-16 | . | TRANSFER DUCT | NO
RECT. DUCT m | 3 | 0.2 | m | 0 | RECT. DUCT | 250X100 | w/ 1” ACOUSTICAL LINING | 6-SS-16 | . | TRANSFER DUCT | NO
RECT. DUCT m | 3 | 4.4 | m | 0 | RECT. DUCT | 650X350 | . | . | . | VF-368-VF-0001 | NO
RECT. DUCT m | 3 | 0.6 | m | 0 | RECT. DUCT | 450X250 | . | . | . | VF-368-VF-0001 | NO
RECT. DUCT m | 3 | 2.2 | m | 0 | RECT. DUCT | 450X400 | . | 6-SS-16 | . | VF-368-VF-0001 | NO
RECT. DUCT m | 3 | 0.8 | m | 0 | RECT. DUCT | 1000X400 | . | 6-SS-16 | . | VF-368-VF-0001 | NO
RECT. DUCT m | 3 | 1.3 | m | 0 | RECT. DUCT | 250X200 | . | . | LOW PRESSURE | VARCF-304/305 | NO
RECT. DUCT m | 3 | 2.3 | m | 0 | RECT. DUCT | 300X200 | . | . | LOW PRESSURE | VARCF-304/305 | NO
RECT. DUCT m | 3 | 5.5 | m | 0 | RECT. DUCT | 750X500 | . | . | . | VF-368-VF-0001 | NO
RECT. DUCT m | 3 | 6.5 | m | 0 | RECT. DUCT | 300X150 | . | . | . | VARCF-305 | NO
RECT. DUCT m | 3 | 7.5 | m | 0 | RECT. DUCT | 300X250 | . | . | . | VARCF-305 | NO
RECT. DUCT m | 3 | 6.9 | m | 0 | RECT. DUCT | 200X150 | . | . | . | VARCF-304 | NO
RECT. DUCT m | 3 | 14.4 | m | 0 | RECT. DUCT | 350X200 | . | . | LOW PRESSURE | VARCF-304/305 | NO
RECT. DUCT m | 3 | 5.3 | m | 0 | RECT. DUCT | 400X350 | . | . | . | VACF-301 | NO
RECT. DUCT m | 3 | 4.8 | m | 0 | RECT. DUCT | 450X400 | . | . | . | VACF-301 | NO
RECT. DUCT m | 3 | 1.2 | m | 0 | RECT. DUCT | 200X200 | . | . | . | VACF-301 | NO
RECT. DUCT m | 3 | 0.7 | m | 0 | RECT. DUCT | 200X200 | . | . | . | VACF-301 | NO
RECT. DUCT m | 3 | 0.7 | m | 0 | RECT. DUCT | 200X200 | . | . | . | VACF-301 | NO
RECT. DUCT m | 3 | 0.7 | m | 0 | RECT. DUCT | 200X200 | . | . | . | VACF-301 | NO
RECT. DUCT m | 3 | 0.7 | m | 0 | RECT. DUCT | 200X200 | . | . | . | VACF-301 | NO
RECT. DUCT m | 3 | 0.7 | m | 0 | RECT. DUCT | 200X200 | . | . | . | VACF-301 | NO
RECT. DUCT m | 3 | 0.7 | m | 0 | RECT. DUCT | 200X200 | . | . | . | VACF-301 | NO
RECT. DUCT m | 3 | 0.7 | m | 0 | RECT. DUCT | 200X200 | . | . | . | VACF-301 | NO
RECT. DUCT m | 3 | 0.8 | m | 0 | RECT. DUCT | 200X200 | . | . | . | VACF-301 | NO
RECT. DUCT m | 3 | 1.1 | m | 0 | RECT. DUCT | 200X200 | . | . | . | VACF-301 | NO
RECT. DUCT m | 3 | 1.5 | m | 0 | RECT. DUCT | 200X200 | . | . | . | VACF-301 | NO
RECT. DUCT m | 3 | 5.2 | m | 0 | RECT. DUCT | 450X250 | . | . | . | VACF-301 | NO
RECT. DUCT m | 3 | 5.7 | m | 0 | RECT. DUCT | 300X250 | . | . | . | VACF-301 | NO
RECT. DUCT m | 3 | 1.6 | m | 0 | RECT. DUCT | 600X350 | . | . | . | VACF-301 | NO
RECT. DUCT m | 3 | 2.1 | m | 0 | RECT. DUCT | 600X350 | . | . | . | VACF-301 | NO
RECT. DUCT m | 3 | 1.8 | m | 0 | RECT. DUCT | 400X400 | . | . | . | VACF-301 | NO
RECT. DUCT m | 3 | 2.7 | m | 0 | RECT. DUCT | 1150X500 | . | . | . | VARCF-305 | NO
RECT. DUCT m | 3 | 19.7 | m | 0 | RECT. DUCT | 1150X400 | . | . | . | VARCF-305 | NO
RECT. DUCT m | 3 | 14.4 | m | 0 | RECT. DUCT | 1050X450 | . | . | . | VARCF-304 | NO
RECT. DUCT m | 3 | 2.2 | m | 0 | RECT. DUCT | 300X200 | . | . | . | VARCF-305 | NO
RECT. DUCT m | 3 | 4.4 | m | 0 | RECT. DUCT | 300X200 | . | . | . | VARCF-305 | NO
RECT. DUCT m | 3 | 8.5 | m | 0 | RECT. DUCT | 300X200 | . | . | . | VARCF-304 | NO
RECT. DUCT m | 3 | 5.8 | m | 0 | RECT. DUCT | 600X400 | . | . | . | VF-364-VF-0001 | NO
RECT. DUCT m | 3 | 1.6 | m | 0 | RECT. DUCT | 600X300 | . | 6-SS-16 | . | VF-364-VF-0001 | NO
RECT. DUCT m | 3 | 2.4 | m | 0 | RECT. DUCT | 900X500 | . | 6-SS-16 | . | VF-364-VF-0001 | NO
RECT. DUCT m | 3 | 8.4 | m | 0 | RECT. DUCT | 550X450 | . | . | BP | VARC-311-VR-0001 | NO
RECT. DUCT m | 3 | 0.7 | m | 0 | RECT. DUCT | 800X500 | . | . | BP | VARC-311-VR-0001 | NO
RECT. DUCT m | 3 | 0.7 | m | 0 | RECT. DUCT | 800X500 | . | . | BP | VARC-311-VR-0001 | NO
RECT. DUCT m | 3 | 0.7 | m | 0 | RECT. DUCT | 800X500 | . | . | BP | VARC-311-VR-0001 | NO
RECT. DUCT m | 3 | 1.5 | m | 0 | RECT. DUCT | 300X200 | . | . | MP | VARC-311-VA-0001 | NO
RECT. DUCT m | 3 | 1 | m | 0 | RECT. DUCT | 300X250 | . | . | . | VACF-301 | NO
RECT. DUCT m | 3 | 1.3 | m | 0 | RECT. DUCT | 450X200 | w/ 1” ACOUSTICAL LINING | . | . | TRANSFER DUCT | NO
RECT. DUCT m | 3 | 2.9 | m | 0 | RECT. DUCT | 550X450 | . | . | BP | VARC-311-VR-0001 | NO
RECT. DUCT m | 3 | 5.6 | m | 0 | RECT. DUCT | 800X700 | . | 6-SS-16 | BP | VARC-311-VR-0001 | NO
RECT. DUCT m | 3 | 0.6 | m | 0 | RECT. DUCT | 550X450 | . | 6-SS-16 | BP | VARC-311-VR-0001 | NO
RECT. DUCT m | 3 | 0.4 | m | 0 | RECT. DUCT | 1050X700 | . | . | BP | VARC-311-VR-0001 | NO
RECT. DUCT m | 3 | 7.7 | m | 0 | RECT. DUCT | 1250X550 | . | 6-SS-16 | BP | VARC-312-VR-0001 | NO
RECT. DUCT m | 3 | 3.3 | m | 0 | RECT. DUCT | 950X800 | . | 6-SS-16 | BP | VARC-312-VR-0001 | NO
RECT. DUCT m | 3 | 3.5 | m | 0 | RECT. DUCT | 1000X900 | . | . | BP | VARC-312-VR-0001 | NO
RECT. DUCT m | 3 | 4.1 | m | 0 | RECT. DUCT | 950X800 | . | 6-SS-16 | BP | VARC-312-VR-0001 | NO
RECT. DUCT m | 3 | 1.2 | m | 0 | RECT. DUCT | 1200X900 | . | 6-SS-16 | . | VF-365-VF-0001 | NO
RECT. DUCT m | 3 | 5.5 | m | 0 | RECT. DUCT | 1219X813 | . | 6-SS-16 | . | VF-365-VF-0001 | NO
RECT. DUCT m | 3 | 1 | m | 0 | RECT. DUCT | 850X700 | . | . | . | VF-365-VF-0001 | NO
RECT. DUCT m | 3 | 4.3 | m | 0 | RECT. DUCT | 300X250 | . | . | . | VARC-311/312-VA-0001 | NO
RECT. DUCT m | 3 | 10 | m | 0 | RECT. DUCT | 300X250 | . | . | . | VARC-311/312-VA-0001 | NO
RECT. DUCT m | 3 | 13.1 | m | 0 | RECT. DUCT | 300X250 | . | . | . | VARC-311/312-VA-0001 | NO
RECT. DUCT m | 3 | 11.6 | m | 0 | RECT. DUCT | 950X800 | . | . | MP | VARC-312-VA-0001 | NO
RECT. DUCT m | 3 | 0.4 | m | 0 | RECT. DUCT | 1200X900 | . | . | MP | VARC-312-VA-0001 | NO
RECT. DUCT m | 3 | 3.9 | m | 0 | RECT. DUCT | 950X800 | . | . | MP | VARC-312-VA-0001 | NO
RECT. DUCT m | 3 | 0.2 | m | 0 | RECT. DUCT | 1800X900 | . | . | MP | VARC-312-VA-0001 | NO
RECT. DUCT m | 3 | 24.1 | m | 0 | RECT. DUCT | 550X450 | . | . | MP | VARC-311-VA-0001 | NO
RECT. DUCT m | 3 | 5.6 | m | 0 | RECT. DUCT | 550X400 | . | . | MP | VARC-311-VA-0001 | NO
RECT. DUCT m | 3 | 12.1 | m | 0 | RECT. DUCT | 550X400 | . | . | MP | VARC-311-VA-0001 | NO
RECT. DUCT m | 3 | 0.1 | m | 0 | RECT. DUCT | 600X300 | . | . | MP | VARC-311-VA-0001 | NO
RECT. DUCT m | 3 | 0.2 | m | 0 | RECT. DUCT | 600X300 | . | . | MP | VARC-311-VA-0001 | NO
RECT. DUCT m | 3 | 0.2 | m | 0 | RECT. DUCT | 600X300 | . | . | MP | VARC-311-VA-0001 | NO
RECT. DUCT m | 3 | 18.2 | m | 0 | RECT. DUCT | 500X500 | . | 6-SS-16 | BP | VARC-311-VR-0001 | NO
RECT. DUCT m | 3 | 11.9 | m | 0 | RECT. DUCT | 600X400 | . | 6-SS-16 | BP | VARC-311-VR-0001 | NO
RECT. DUCT m | 3 | 0.4 | m | 0 | RECT. DUCT | 850X400 | . | 6-SS-16 | BP | VARC-311-VR-0001 | NO
RECT. DUCT m | 3 | 0.4 | m | 0 | RECT. DUCT | 850X400 | . | 6-SS-16 | BP | VARC-311-VR-0001 | NO
RECT. DUCT m | 3 | 0.4 | m | 0 | RECT. DUCT | 850X400 | . | 6-SS-16 | BP | VARC-311-VR-0001 | NO
RECT. DUCT m | 5 | 6.3 | m | 0 | RECT. DUCT | 550X300 | . | . | . | VARCF-304/305 | NO
RECT. DUCT m | 5 | 6.3 | m | 0 | RECT. DUCT | 700X300 | . | . | . | VARCF-304/305 | NO
RECT. DUCT m | 5 | 5.1 | m | 0 | RECT. DUCT | 900X350 | . | . | . | VARCF-304/305 | NO
RECT. DUCT m | 5 | 4.8 | m | 0 | RECT. DUCT | 550X350 | . | . | . | VARCF-304/305 | NO
RECT. DUCT m | 5 | 1.6 | m | 0 | RECT. DUCT | 650X350 | w/ 1” ACOUSTICAL LINING | . | . | TRANSFER DUCT | NO
RECT. DUCT m | 5 | 1.5 | m | 0 | RECT. DUCT | 650X350 | w/ 1” ACOUSTICAL LINING | . | . | TRANSFER DUCT | NO
RECT. DUCT m | 5 | 1.6 | m | 0 | RECT. DUCT | 650X350 | w/ 1” ACOUSTICAL LINING | . | . | TRANSFER DUCT | NO
RECT. DUCT m | 5 | 1.5 | m | 0 | RECT. DUCT | 650X350 | w/ 1” ACOUSTICAL LINING | . | . | TRANSFER DUCT | NO
RECT. DUCT m | 5 | 1.5 | m | 0 | RECT. DUCT | 650X350 | w/ 1” ACOUSTICAL LINING | . | . | TRANSFER DUCT | NO
RECT. DUCT m | 5 | 1.6 | m | 0 | RECT. DUCT | 650X350 | w/ 1” ACOUSTICAL LINING | . | . | TRANSFER DUCT | NO
RECT. DUCT m | 5 | 3.7 | m | 0 | RECT. DUCT | 300X150 | . | . | . | VC-383-VA-0001 | NO
RECT. DUCT m | 5 | 0.5 | m | 0 | RECT. DUCT | 300X300 | . | 6-SS-16 | . | VC-383-VA-0001 | NO
RECT. DUCT m | 5 | 7.4 | m | 0 | RECT. DUCT | 1350X350 | . | . | . | VARCF-304/305 | NO
RECT. DUCT m | 5 | 9.5 | m | 0 | RECT. DUCT | 1200X450 | . | . | . | VARCF-304/305 | NO
RECT. DUCT m | 5 | 16.5 | m | 0 | RECT. DUCT | 350X350 | . | 6-SS-16 | . | VE-309-VE-0001 | NO
RECT. DUCT m | 5 | 2.2 | m | 0 | RECT. DUCT | 200X200 | . | 6-SS-16 | . | VE-314-VE-0001 | NO
RECT. DUCT m | 5 | 1.6 | m | 0 | RECT. DUCT | 450X450 | . | 6-N-16 | . | VE-308-VE-0001 | NO
RECT. DUCT m | 5 | 8.5 | m | 0 | RECT. DUCT | 350X250 | . | . | LOW PRESSURE | VARCF-302/304 | NO
RECT. DUCT m | 5 | 8.3 | m | 0 | RECT. DUCT | 350X250 | . | . | LOW PRESSURE | VARCF-302/304 | NO
RECT. DUCT m | 5 | 8.3 | m | 0 | RECT. DUCT | 350X250 | . | . | LOW PRESSURE | VARCF-302/304 | NO
RECT. DUCT m | 5 | 1.3 | m | 0 | RECT. DUCT | 400X350 | . | . | LOW PRESSURE | VARCF-302/304 | NO
RECT. DUCT m | 5 | 1.3 | m | 0 | RECT. DUCT | 400X350 | . | . | LOW PRESSURE | VARCF-302/304 | NO
RECT. DUCT m | 5 | 1.1 | m | 0 | RECT. DUCT | 400X350 | . | . | LOW PRESSURE | VARCF-302/304 | NO
RECT. DUCT m | 5 | 1.6 | m | 0 | RECT. DUCT | 950X350 | w/ 1” ACOUSTICAL LINING | . | . | TRANSFER DUCT | NO
RECT. DUCT m | 5 | 1.6 | m | 0 | RECT. DUCT | 950X350 | w/ 1” ACOUSTICAL LINING | . | . | TRANSFER DUCT | NO
RECT. DUCT m | 5 | 1.6 | m | 0 | RECT. DUCT | 950X350 | w/ 1” ACOUSTICAL LINING | . | . | TRANSFER DUCT | NO
RECT. DUCT m | 5 | 1.6 | m | 0 | RECT. DUCT | 950X350 | w/ 1” ACOUSTICAL LINING | . | . | TRANSFER DUCT | NO
RECT. DUCT m | 7 | 6.4 | m | 0 | RECT. DUCT | 350X300 | . | . | LOW PRESSURE | VARCF-302/304 | NO
RECT. DUCT m | 7 | 3.4 | m | 0 | RECT. DUCT | 300X250 | . | . | . | VARCF-302/304 | NO
RECT. DUCT m | 7 | 2.2 | m | 0 | RECT. DUCT | 250X200 | . | . | . | VARCF-302/304 | NO
RECT. DUCT m | 7 | 2.4 | m | 0 | RECT. DUCT | 200X200 | . | . | . | VARCF-302/304 | NO
RECT. DUCT m | 7 | 3.4 | m | 0 | RECT. DUCT | 300X250 | . | . | . | VARCF-302/304 | NO
RECT. DUCT m | 7 | 0.8 | m | 0 | RECT. DUCT | 300X300 | . | . | . | VARCF-302/304 | NO
RECT. DUCT m | 7 | 2.1 | m | 0 | RECT. DUCT | 200X200 | . | . | . | VARCF-302/304 | NO
RECT. DUCT m | 7 | 3.7 | m | 0 | RECT. DUCT | 200X200 | . | 6-SS-16 | . | VE-314-VE-0001 | NO
RECT. DUCT m | 7 | 1.9 | m | 0 | RECT. DUCT | 300X200 | . | . | . | VARCF-302/304 | NO
RECT. DUCT m | 7 | 2.4 | m | 0 | RECT. DUCT | 300X200 | . | . | . | VARCF-302/304 | NO
RECT. DUCT m | 7 | 1.2 | m | 0 | RECT. DUCT | 300X200 | . | . | . | VARCF-302/304 | NO
RECT. DUCT m | 7 | 1.2 | m | 0 | RECT. DUCT | 300X200 | . | . | . | VARCF-302/304 | NO
RECT. DUCT m | 7 | 3.8 | m | 0 | RECT. DUCT | 350X300 | . | . | . | VARCF-302/304 | NO
RECT. DUCT m | 7 | 2.7 | m | 0 | RECT. DUCT | 350X300 | . | . | . | VARCF-302/304 | NO
RECT. DUCT m | 7 | 0.8 | m | 0 | RECT. DUCT | 300X200 | . | . | . | VARCF-302/304 | NO
RECT. DUCT m | 7 | 4.3 | m | 0 | RECT. DUCT | 150X150 | w/ 1” ACOUSTICAL LINING | . | . | TRANSFER DUCT | NO
RECT. DUCT m | 7 | 5.2 | m | 0 | RECT. DUCT | 400X200 | w/ 1” ACOUSTICAL LINING | 6-SS-16 | . | TRANSFER DUCT | NO
RECT. DUCT m | 7 | 2.7 | m | 0 | RECT. DUCT | 400X200 | w/ 1” ACOUSTICAL LINING | 6-SS-16 | . | TRANSFER DUCT | NO
RECT. DUCT m | 7 | 2.4 | m | 0 | RECT. DUCT | 150X150 | w/ 1” ACOUSTICAL LINING | . | . | TRANSFER DUCT | NO
RECT. DUCT m | 32 | 1.9 | m | 0 | RECT. DUCT | 1900X1350 | . | . | MP | VARC-312-VA-0001 | NO
RECT. DUCT m | 32 | 1 | m | 0 | RECT. DUCT | 1350X1219 | . | . | MP | VARC-312-VA-0001 | NO
RECT. DUCT m | 5 | 6.5 | m | 0 | RECT. DUCT | 1000X500 | . | . | . | VARCF-304 | NO
RECT. DUCT m | 6 | 3.4 | m | 0 | RECT. DUCT | 300X300 | . | . | LOW PRESSURE | VARCF-302/304 | NO
RECT. DUCT m | 6 | 5.4 | m | 0 | RECT. DUCT | 400X300 | . | . | LOW PRESSURE | VARCF-302/304 | NO
RECT. DUCT m | 6 | 3.5 | m | 0 | RECT. DUCT | 650X250 | . | . | LOW PRESSURE | VARCF-302/304 | NO
RECT. DUCT m | 6 | 11.7 | m | 0 | RECT. DUCT | 700X300 | . | . | LOW PRESSURE | VARCF-302/304 | NO
RECT. DUCT m | 6 | 3 | m | 0 | RECT. DUCT | 400X300 | . | . | LOW PRESSURE | VARCF-302/304 | NO
RECT. DUCT m | 6 | 4.8 | m | 0 | RECT. DUCT | 400X400 | . | . | LOW PRESSURE | VARCF-302/304 | NO
RECT. DUCT m | 6 | 21.9 | m | 0 | RECT. DUCT | 650X300 | . | . | LOW PRESSURE | VARCF-302/304 | NO
RECT. DUCT m | 6 | 12.9 | m | 0 | RECT. DUCT | 400X300 | . | . | LOW PRESSURE | VARCF-302/304 | NO
RECT. DUCT m | 6 | 8 | m | 0 | RECT. DUCT | 500X250 | . | . | LOW PRESSURE | VARCF-302/304 | NO
RECT. DUCT m | 6 | 2.4 | m | 0 | RECT. DUCT | 400X400 | . | . | LOW PRESSURE | VARCF-302/304 | NO
RECT. DUCT m | 6 | 7.8 | m | 0 | RECT. DUCT | 300X200 | . | . | LOW PRESSURE | VARCF-302/304 | NO
RECT. DUCT m | 6 | 21.1 | m | 0 | RECT. DUCT | 1000X700 | . | . | . | VARCF-304 | NO
RECT. DUCT m | 6 | 15.7 | m | 0 | RECT. DUCT | 1850X700 | . | . | . | VARCF-302 | NO
RECT. DUCT m | 6 | 10.2 | m | 0 | RECT. DUCT | 800X600 | . | . | . | VARCF-302 | NO
RECT. DUCT m | 6 | 5.2 | m | 0 | RECT. DUCT | 1000X550 | . | . | . | VARCF-302 | NO
RECT. DUCT m | 6 | 1.8 | m | 0 | RECT. DUCT | 1000X800 | . | . | . | VARCF-302 | NO
RECT. DUCT m | 6 | 1.4 | m | 0 | RECT. DUCT | 400X350 | . | . | LOW PRESSURE | VARCF-302/304 | NO
RECT. DUCT m | 6 | 7.2 | m | 0 | RECT. DUCT | 400X350 | . | . | LOW PRESSURE | VARCF-302/304 | NO
RECT. DUCT m | 6 | 5.4 | m | 0 | RECT. DUCT | 500X400 | . | . | LOW PRESSURE | VARCF-302/304 | NO
RECT. DUCT m | 6 | 14.7 | m | 0 | RECT. DUCT | 550X350 | . | . | LOW PRESSURE | VARCF-302/304 | NO
RECT. DUCT m | 6 | 2.9 | m | 0 | RECT. DUCT | 350X250 | . | . | LOW PRESSURE | VARCF-302/304 | NO
RECT. DUCT m | 5 | 2.2 | m | 0 | RECT. DUCT | 150X150 | . | . | LOW PRESSURE | VFC-348 | NO
RECT. DUCT m | 5 | 1.8 | m | 0 | RECT. DUCT | 300X80 | . | . | LOW PRESSURE | VFC-348 | NO
RECT. DUCT m | 5 | 2.7 | m | 0 | RECT. DUCT | 150X150 | . | . | LOW PRESSURE | VFC-348 | NO
RECT. DUCT m | 5 | 0.4 | m | 0 | RECT. DUCT | 350X200 | w/ 1” ACOUSTICAL LINING | . | . | TRANSFER DUCT | NO
RECT. DUCT m | 5 | 0.4 | m | 0 | RECT. DUCT | 350X300 | . | . | BP | VA-334-VA-0001 | NO
RECT. DUCT m | 5 | 0.2 | m | 0 | RECT. DUCT | 250X100 | w/ 1” ACOUSTICAL LINING | 6-SS-16 | . | TRANSFER DUCT | NO
RECT. DUCT m | 5 | 0.2 | m | 0 | RECT. DUCT | 250X100 | w/ 1” ACOUSTICAL LINING | 6-SS-16 | . | TRANSFER DUCT | NO
RECT. DUCT m | 5 | 17.6 | m | 0 | RECT. DUCT | 450X300 | . | . | LOW PRESSURE | VFC-348 | NO
RECT. DUCT m | 5 | 0.5 | m | 0 | RECT. DUCT | 300X200 | . | . | LOW PRESSURE | VARCF-304/305 | NO
RECT. DUCT m | 5 | 8.4 | m | 0 | RECT. DUCT | 200X200 | . | . | . | VARCF-302 | NO
RECT. DUCT m | 5 | 3.5 | m | 0 | RECT. DUCT | 200X200 | . | . | . | VARCF-304 | NO
RECT. DUCT m | 5 | 4.9 | m | 0 | RECT. DUCT | 450X300 | . | 6-SS-16 | LOW PRESSURE | VFC-348 | NO
RECT. DUCT m | 5 | 0.8 | m | 0 | RECT. DUCT | 900X900 | . | 6-SS-16 | LOW PRESSURE | VFC-348 | NO
RECT. DUCT m | 5 | 9.7 | m | 0 | RECT. DUCT | 750X450 | . | . | . | VARCF-304 | NO
RECT. DUCT m | 5 | 4.2 | m | 0 | RECT. DUCT | 450X300 | . | . | . | VARCF-304 | NO
RECT. DUCT m | 5 | 1.5 | m | 0 | RECT. DUCT | 500X350 | . | . | . | VARCF-304 | NO
RECT. DUCT m | 5 | 2.6 | m | 0 | RECT. DUCT | 500X450 | . | . | . | VARCF-302/304 | NO
RECT. DUCT m | 5 | 6.4 | m | 0 | RECT. DUCT | 650X300 | . | . | . | VARCF-302 | NO
RECT. DUCT m | 5 | 4.3 | m | 0 | RECT. DUCT | 200X200 | . | . | . | VARCF-302/304 | NO
RECT. DUCT m | 5 | 7 | m | 0 | RECT. DUCT | 200X200 | . | 6-SS-16 | . | VE-314-VE-0001 | NO
RECT. DUCT m | 5 | 0.5 | m | 0 | RECT. DUCT | 200X200 | . | 6-SS-16 | . | VE-314-VE-0001 | NO
RECT. DUCT m | 5 | 4.8 | m | 0 | RECT. DUCT | 300X200 | . | 6-SS-16 | . | VE-314-VE-0001 | NO
RECT. DUCT m | 5 | 3.2 | m | 0 | RECT. DUCT | 200X200 | . | . | . | VACF-301 | NO
RECT. DUCT m | 5 | 1.4 | m | 0 | RECT. DUCT | 400X350 | . | . | . | VACF-301 | NO
RECT. DUCT m | 5 | 1.2 | m | 0 | RECT. DUCT | 450X200 | w/ 1” ACOUSTICAL LINING | . | . | TRANSFER DUCT | NO
RECT. DUCT m | 5 | 1.8 | m | 0 | RECT. DUCT | 400X400 | . | . | . | VACF-301 | NO
RECT. DUCT m | 5 | 1 | m | 0 | RECT. DUCT | 250X250 | . | 6-SS-16 | . | VE-314-VE-0001 | NO
RECT. DUCT m | 5 | 2.6 | m | 0 | RECT. DUCT | 300X200 | . | . | . | VARCF-304/305 | NO
RECT. DUCT m | 5 | 4.2 | m | 0 | RECT. DUCT | 600X300 | . | . | . | VARCF-304/305 | NO
RECT. DUCT m | 5 | 3.3 | m | 0 | RECT. DUCT | 850X300 | . | . | . | VARCF-304/305 | NO
RECT. DUCT m | 5 | 6.5 | m | 0 | RECT. DUCT | 850X300 | . | . | . | VARCF-304/305 | NO
RECT. DUCT m | 5 | 1.6 | m | 0 | RECT. DUCT | 600X300 | . | . | . | VARCF-304/305 | NO
RECT. DUCT m | 5 | 11.3 | m | 0 | RECT. DUCT | 1200X450 | . | . | . | VARCF-304/305 | NO
RECT. DUCT m | 2 | 1.5 | m | 0 | RECT. DUCT | 900X300 | w/ 1” ACOUSTICAL LINING | . | . | TRANSFER DUCT | NO
RECT. DUCT m | 2 | 1.5 | m | 0 | RECT. DUCT | 500X250 | w/ 1” ACOUSTICAL LINING | . | . | TRANSFER DUCT | NO
RECT. DUCT m | 2 | 1.5 | m | 0 | RECT. DUCT | 900X300 | w/ 1” ACOUSTICAL LINING | . | . | TRANSFER DUCT | NO
RECT. DUCT m | 2 | 1.5 | m | 0 | RECT. DUCT | 900X300 | w/ 1” ACOUSTICAL LINING | . | . | TRANSFER DUCT | NO
RECT. DUCT m | 21 | 2.3 | m | 0 | RECT. DUCT | 300X200 | . | . | LOW PRESSURE | VARCF-304/305 | NO
RECT. DUCT m | 21 | 2.5 | m | 0 | RECT. DUCT | 300X200 | . | . | LOW PRESSURE | VARCF-304/305 | NO
RECT. DUCT m | 21 | 2.5 | m | 0 | RECT. DUCT | 300X200 | . | . | LOW PRESSURE | VARCF-304/305 | NO
RECT. DUCT m | 21 | 1 | m | 0 | RECT. DUCT | 200X150 | . | . | . | VARCF-305 | NO
RECT. DUCT m | 21 | 2.6 | m | 0 | RECT. DUCT | 300X200 | . | . | LOW PRESSURE | VARCF-304/305 | NO
RECT. DUCT m | 21 | 9.8 | m | 0 | RECT. DUCT | 750X400 | . | . | . | VARCF-305 | NO
RECT. DUCT m | 21 | 14.8 | m | 0 | RECT. DUCT | 500X400 | . | . | . | VARCF-305 | NO
RECT. DUCT m | 21 | 3 | m | 0 | RECT. DUCT | 400X350 | . | . | . | VARCF-305 | NO
RECT. DUCT m | 21 | 1.8 | m | 0 | RECT. DUCT | 300X200 | . | . | LOW PRESSURE | VARCF-304/305 | NO
RECT. DUCT m | 21 | 1.8 | m | 0 | RECT. DUCT | 300X200 | . | . | LOW PRESSURE | VARCF-304/305 | NO
RECT. DUCT m | 21 | 2.4 | m | 0 | RECT. DUCT | 300X200 | . | . | LOW PRESSURE | VARCF-304/305 | NO
RECT. DUCT m | 21 | 2.4 | m | 0 | RECT. DUCT | 300X200 | . | . | LOW PRESSURE | VARCF-304/305 | NO
RECT. DUCT m | 21 | 2 | m | 0 | RECT. DUCT | 350X300 | . | . | LOW PRESSURE | VARCF-304/305 | NO
RECT. DUCT m | 21 | 1.5 | m | 0 | RECT. DUCT | 500X250 | w/ 1” ACOUSTICAL LINING | . | . | TRANSFER DUCT | NO
RECT. DUCT m | 21 | 1.5 | m | 0 | RECT. DUCT | 500X250 | w/ 1” ACOUSTICAL LINING | . | . | TRANSFER DUCT | NO
RECT. DUCT m | 21 | 5.9 | m | 0 | RECT. DUCT | 300X250 | . | . | . | VARCF-305 | NO
RECT. DUCT m | 21 | 2.3 | m | 0 | RECT. DUCT | 350X300 | . | . | LOW PRESSURE | VARCF-304/305 | NO
RECT. DUCT m | 21 | 1.1 | m | 0 | RECT. DUCT | 300X300 | . | . | LOW PRESSURE | VARCF-304/305 | NO
RECT. DUCT m | 21 | 12.7 | m | 0 | RECT. DUCT | 1200X500 | . | 6-SS-16 | . | VARCF-303 | NO
RECT. DUCT m | 21 | 2.2 | m | 0 | RECT. DUCT | 1270X800 | . | 6-SS-16 | . | VARCF-303 | NO
RECT. DUCT m | 21 | 2 | m | 0 | RECT. DUCT | 700X300 | . | . | . | VARCF-305 | NO
RECT. DUCT m | 21 | 9.8 | m | 0 | RECT. DUCT | 650X300 | . | . | . | VARCF-305 | NO
RECT. DUCT m | 21 | 4.4 | m | 0 | RECT. DUCT | 300X250 | . | . | . | VARCF-305 | NO
RECT. DUCT m | 21 | 5.1 | m | 0 | RECT. DUCT | 250X200 | . | . | . | VARCF-305 | NO
RECT. DUCT m | 21 | 3 | m | 0 | RECT. DUCT | 300X250 | . | . | LOW PRESSURE | VARCF-304/305 | NO
RECT. DUCT m | 21 | 4.5 | m | 0 | RECT. DUCT | 300X250 | . | . | LOW PRESSURE | VARCF-304/305 | NO
RECT. DUCT m | 21 | 6.6 | m | 0 | RECT. DUCT | 350X250 | . | . | . | VARCF-304 | NO
RECT. DUCT m | 21 | 4.5 | m | 0 | RECT. DUCT | 600X200 | . | . | LOW PRESSURE | VARCF-304/305 | NO
RECT. DUCT m | 21 | 1.1 | m | 0 | RECT. DUCT | 350X300 | . | . | LOW PRESSURE | VARCF-304/305 | NO
RECT. DUCT m | 21 | 1.5 | m | 0 | RECT. DUCT | 600X300 | w/ 1” ACOUSTICAL LINING | . | . | TRANSFER DUCT | NO
RECT. DUCT m | 21 | 1.6 | m | 0 | RECT. DUCT | 300X200 | . | . | LOW PRESSURE | VARCF-304/305 | NO
RECT. DUCT m | 21 | 12.5 | m | 0 | RECT. DUCT | 300X200 | . | . | LOW PRESSURE | VARCF-304/305 | NO
RECT. DUCT m | 21 | 2.7 | m | 0 | RECT. DUCT | 300X200 | . | . | LOW PRESSURE | VARCF-304/305 | NO
RECT. DUCT m | 21 | 2.7 | m | 0 | RECT. DUCT | 300X200 | . | . | LOW PRESSURE | VARCF-304/305 | NO
RECT. DUCT m | 21 | 16 | m | 0 | RECT. DUCT | 900X400 | . | . | . | VARCF-305 | NO
RECT. DUCT m | 21 | 0.4 | m | 0 | RECT. DUCT | 350X200 | w/ 1” ACOUSTICAL LINING | . | . | TRANSFER DUCT | NO
RECT. DUCT m | 21 | 0.4 | m | 0 | RECT. DUCT | 350X200 | w/ 1” ACOUSTICAL LINING | . | . | TRANSFER DUCT | NO
RECT. DUCT m | 21 | 3.3 | m | 0 | RECT. DUCT | 250X250 | . | . | . | VARCF-304 | NO
RECT. DUCT m | 21 | 13.8 | m | 0 | RECT. DUCT | 750X400 | . | . | . | VARCF-304 | NO
RECT. DUCT m | 21 | 0.4 | m | 0 | RECT. DUCT | 350X200 | w/ 1” ACOUSTICAL LINING | . | . | TRANSFER DUCT | NO
RECT. DUCT m | 21 | 0.4 | m | 0 | RECT. DUCT | 350X200 | w/ 1” ACOUSTICAL LINING | . | . | TRANSFER DUCT | NO
RECT. DUCT m | 21 | 0.4 | m | 0 | RECT. DUCT | 350X200 | w/ 1” ACOUSTICAL LINING | . | . | TRANSFER DUCT | NO
RECT. DUCT m | 21 | 0.4 | m | 0 | RECT. DUCT | 350X200 | w/ 1” ACOUSTICAL LINING | . | . | TRANSFER DUCT | NO
RECT. DUCT m | 21 | 0.4 | m | 0 | RECT. DUCT | 350X200 | w/ 1” ACOUSTICAL LINING | . | . | TRANSFER DUCT | NO
RECT. DUCT m | 21 | 0.4 | m | 0 | RECT. DUCT | 350X200 | w/ 1” ACOUSTICAL LINING | . | . | TRANSFER DUCT | NO
RECT. DUCT m | 21 | 10.5 | m | 0 | RECT. DUCT | 750X500 | . | . | . | VARCF-304 | NO
RECT. DUCT m | 21 | 3.6 | m | 0 | RECT. DUCT | 1000X400 | . | . | . | VARCF-304 | NO
RECT. DUCT m | 21 | 2.1 | m | 0 | RECT. DUCT | 200X200 | . | 6-SS-16 | . | VE-314-VE-0001 | NO
RECT. DUCT m | 21 | 6.1 | m | 0 | RECT. DUCT | 200X200 | . | 6-SS-16 | . | VE-314-VE-0001 | NO
RECT. DUCT m | 21 | 1.8 | m | 0 | RECT. DUCT | 300X250 | . | 6-SS-16 | LOW PRESSURE | VE-314-VE-0001 | NO
RECT. DUCT m | 21 | 16 | m | 0 | RECT. DUCT | 300X250 | . | . | . | VARCF-305 | NO
RECT. DUCT m | 21 | 16.1 | m | 0 | RECT. DUCT | 200X200 | . | 6-SS-16 | . | VE-314-VE-0001 | NO
RECT. DUCT m | 21 | 7.7 | m | 0 | RECT. DUCT | 250X250 | . | 6-SS-16 | . | VE-314-VE-0001 | NO
RECT. DUCT m | 21 | 7.5 | m | 0 | RECT. DUCT | 200X150 | . | 6-SS-16 | . | VE-314-VE-0001 | NO
RECT. DUCT m | 21 | 1.5 | m | 0 | RECT. DUCT | 900X300 | w/ 1” ACOUSTICAL LINING | . | . | TRANSFER DUCT | NO
RECT. DUCT m | 21 | 2.2 | m | 0 | RECT. DUCT | 300X300 | . | . | LOW PRESSURE | VARCF-304/305 | NO
RECT. DUCT m | 21 | 1.5 | m | 0 | RECT. DUCT | 500X250 | w/ 1” ACOUSTICAL LINING | . | . | TRANSFER DUCT | NO
RECT. DUCT m | 21 | 1.5 | m | 0 | RECT. DUCT | 500X250 | w/ 1” ACOUSTICAL LINING | . | . | TRANSFER DUCT | NO
RECT. DUCT m | 21 | 3.1 | m | 0 | RECT. DUCT | 200X200 | . | . | . | VARCF-304 | NO
RECT. DUCT m | 21 | 1.8 | m | 0 | RECT. DUCT | 300X300 | . | . | LOW PRESSURE | VARCF-304/305 | NO
RECT. DUCT m | 21 | 13.4 | m | 0 | RECT. DUCT | 1000X400 | . | . | . | VARCF-305 | NO
RECT. DUCT m | 21 | 12.9 | m | 0 | RECT. DUCT | 1100X400 | . | . | . | VARCF-305 | NO
RECT. DUCT m | 21 | 3.8 | m | 0 | RECT. DUCT | 300X200 | . | . | LOW PRESSURE | VARCF-304/305 | NO
RECT. DUCT m | 21 | 1.5 | m | 0 | RECT. DUCT | 600X300 | w/ 1” ACOUSTICAL LINING | . | . | TRANSFER DUCT | NO
RECT. DUCT m | 21 | 1.5 | m | 0 | RECT. DUCT | 600X300 | w/ 1” ACOUSTICAL LINING | . | . | TRANSFER DUCT | NO
RECT. DUCT m | 21 | 1.5 | m | 0 | RECT. DUCT | 600X300 | w/ 1” ACOUSTICAL LINING | . | . | TRANSFER DUCT | NO
RECT. DUCT m | 21 | 1.5 | m | 0 | RECT. DUCT | 600X300 | w/ 1” ACOUSTICAL LINING | . | . | TRANSFER DUCT | NO
RECT. DUCT m | 21 | 3.7 | m | 0 | RECT. DUCT | 300X200 | . | . | LOW PRESSURE | VARCF-304/305 | NO
RECT. DUCT m | 21 | 2.4 | m | 0 | RECT. DUCT | 300X200 | . | . | LOW PRESSURE | VARCF-304/305 | NO
RECT. DUCT m | 21 | 2.5 | m | 0 | RECT. DUCT | 300X300 | . | . | LOW PRESSURE | VARCF-304/305 | NO
RECT. DUCT m | 21 | 3.2 | m | 0 | RECT. DUCT | 300X250 | . | . | . | VARCF-304 | NO
RECT. DUCT m | 21 | 2.3 | m | 0 | RECT. DUCT | 300X200 | . | . | LOW PRESSURE | VARCF-304/305 | NO
RECT. DUCT m | 21 | 1.4 | m | 0 | RECT. DUCT | 400X150 | w/ 1” ACOUSTICAL LINING | . | . | TRANSFER DUCT | NO
RECT. DUCT m | 21 | 1.4 | m | 0 | RECT. DUCT | 400X150 | w/ 1” ACOUSTICAL LINING | . | . | TRANSFER DUCT | NO
RECT. DUCT m | 21 | 1.5 | m | 0 | RECT. DUCT | 500X250 | w/ 1” ACOUSTICAL LINING | . | . | TRANSFER DUCT | NO
RECT. DUCT m | 21 | 24.1 | m | 0 | RECT. DUCT | 550X350 | . | . | . | VARCF-304 | NO
RECT. DUCT m | 21 | 9.8 | m | 0 | RECT. DUCT | 300X250 | . | . | . | VARCF-304 | NO
RECT. DUCT m | 21 | 1.8 | m | 0 | RECT. DUCT | 300X200 | . | . | LOW PRESSURE | VARCF-304/305 | NO
RECT. DUCT m | 21 | 3.6 | m | 0 | RECT. DUCT | 250X200 | . | . | . | VARCF-304 | NO
RECT. DUCT m | 21 | 2.2 | m | 0 | RECT. DUCT | 300X300 | . | . | LOW PRESSURE | VARCF-304/305 | NO
RECT. DUCT m | 21 | 1.8 | m | 0 | RECT. DUCT | 300X200 | . | . | LOW PRESSURE | VARCF-304/305 | NO
RECT. DUCT m | 21 | 0.4 | m | 0 | RECT. DUCT | 400X350 | w/ 1” ACOUSTICAL LINING | . | . | TRANSFER DUCT | NO
RECT. DUCT m | 21 | 0.4 | m | 0 | RECT. DUCT | 350X200 | w/ 1” ACOUSTICAL LINING | . | . | TRANSFER DUCT | NO
RECT. DUCT m | 21 | 0.4 | m | 0 | RECT. DUCT | 350X200 | w/ 1” ACOUSTICAL LINING | . | . | TRANSFER DUCT | NO
RECT. DUCT m | 21 | 0.4 | m | 0 | RECT. DUCT | 400X350 | w/ 1” ACOUSTICAL LINING | . | . | TRANSFER DUCT | NO
RECT. DUCT m | 21 | 0.4 | m | 0 | RECT. DUCT | 400X350 | w/ 1” ACOUSTICAL LINING | . | . | TRANSFER DUCT | NO
RECT. DUCT m | 21 | 1.7 | m | 0 | RECT. DUCT | 300X250 | . | . | LOW PRESSURE | VARCF-304/305 | NO
RECT. DUCT m | 21 | 1.8 | m | 0 | RECT. DUCT | 300X200 | . | . | LOW PRESSURE | VARCF-304/305 | NO
RECT. DUCT m | 21 | 1.8 | m | 0 | RECT. DUCT | 300X200 | . | . | LOW PRESSURE | VARCF-304/305 | NO
RECT. DUCT m | 21 | 1.7 | m | 0 | RECT. DUCT | 300X200 | . | . | LOW PRESSURE | VARCF-304/305 | NO
RECT. DUCT m | 21 | 0.4 | m | 0 | RECT. DUCT | 350X200 | w/ 1” ACOUSTICAL LINING | . | . | TRANSFER DUCT | NO
RECT. DUCT m | 21 | 0.4 | m | 0 | RECT. DUCT | 350X200 | w/ 1” ACOUSTICAL LINING | . | . | TRANSFER DUCT | NO
RECT. DUCT m | 21 | 0.4 | m | 0 | RECT. DUCT | 350X200 | w/ 1” ACOUSTICAL LINING | . | . | TRANSFER DUCT | NO
RECT. DUCT m | 21 | 2 | m | 0 | RECT. DUCT | 300X200 | . | . | LOW PRESSURE | VARCF-304/305 | NO
RECT. DUCT m | 21 | 2 | m | 0 | RECT. DUCT | 300X250 | . | . | LOW PRESSURE | VARCF-304/305 | NO
RECT. DUCT m | 21 | 5.3 | m | 0 | RECT. DUCT | 300X200 | . | . | . | VARCF-305 | NO
RECT. DUCT m | 21 | 3 | m | 0 | RECT. DUCT | 1000X400 | . | . | . | VARCF-305 | NO
RECT. DUCT m | 21 | 2.5 | m | 0 | RECT. DUCT | 950X550 | . | . | . | VARCF-305 | NO
RECT. DUCT m | 21 | 4.8 | m | 0 | RECT. DUCT | 350X300 | . | . | LOW PRESSURE | VARCF-304/305 | NO
RECT. DUCT m | 21 | 1.5 | m | 0 | RECT. DUCT | 600X300 | w/ 1” ACOUSTICAL LINING | . | . | TRANSFER DUCT | NO
RECT. DUCT m | 21 | 9.5 | m | 0 | RECT. DUCT | 250X200 | . | . | . | VARCF-304 | NO
RECT. DUCT m | 21 | 5.2 | m | 0 | RECT. DUCT | 300X250 | . | . | . | VARCF-304 | NO
RECT. DUCT m | 21 | 3.1 | m | 0 | RECT. DUCT | 1700X950 | . | . | . | VARCF-304 | NO
RECT. DUCT m | 21 | 0.4 | m | 0 | RECT. DUCT | 350X200 | w/ 1” ACOUSTICAL LINING | . | . | TRANSFER DUCT | NO
RECT. DUCT m | 21 | 0.4 | m | 0 | RECT. DUCT | 350X200 | w/ 1” ACOUSTICAL LINING | . | . | TRANSFER DUCT | NO
RECT. DUCT m | 21 | 1.6 | m | 0 | RECT. DUCT | 300X250 | . | . | LOW PRESSURE | VARCF-304/305 | NO
RECT. DUCT m | 21 | 1.5 | m | 0 | RECT. DUCT | 500X250 | w/ 1” ACOUSTICAL LINING | . | . | TRANSFER DUCT | NO
RECT. DUCT m | 21 | 1.5 | m | 0 | RECT. DUCT | 500X250 | w/ 1” ACOUSTICAL LINING | . | . | TRANSFER DUCT | NO
RECT. DUCT m | 21 | 1.5 | m | 0 | RECT. DUCT | 600X300 | w/ 1” ACOUSTICAL LINING | . | . | TRANSFER DUCT | NO
RECT. DUCT m | 21 | 0.8 | m | 0 | RECT. DUCT | 350X300 | . | . | BP | VA-333-VA-0001 | NO
RECT. DUCT m | 21 | 2 | m | 0 | RECT. DUCT | 300X300 | . | . | LOW PRESSURE | VARCF-304/305 | NO
RECT. DUCT m | 21 | 2.5 | m | 0 | RECT. DUCT | 300X300 | . | . | LOW PRESSURE | VFC-341 | NO
RECT. DUCT m | 21 | 3.3 | m | 0 | RECT. DUCT | 500X300 | . | . | LOW PRESSURE | VFC-341 | NO
RECT. DUCT m | 21 | 2.6 | m | 0 | RECT. DUCT | 350X350 | . | . | LOW PRESSURE | VFC-341 | NO
RECT. DUCT m | 21 | 3.5 | m | 0 | RECT. DUCT | 600X400 | . | . | LOW PRESSURE | VFC-341 | NO
RECT. DUCT m | 21 | 2.6 | m | 0 | RECT. DUCT | 300X200 | . | . | LOW PRESSURE | VARCF-304/305 | NO
RECT. DUCT m | 21 | 2.4 | m | 0 | RECT. DUCT | 200X150 | . | . | . | VARCF-302 | NO
RECT. DUCT m | 21 | 2.2 | m | 0 | RECT. DUCT | 300X300 | . | . | . | VARCF-302 | NO
RECT. DUCT m | 21 | 1.6 | m | 0 | RECT. DUCT | 300X250 | . | . | LOW PRESSURE | VARCF-302/304 | NO
RECT. DUCT m | 21 | 5.5 | m | 0 | RECT. DUCT | 250X250 | . | . | . | VARCF-304 | NO
RECT. DUCT m | 21 | 0.4 | m | 0 | RECT. DUCT | 350X200 | w/ 1” ACOUSTICAL LINING | . | . | TRANSFER DUCT | NO
RECT. DUCT m | 21 | 0.4 | m | 0 | RECT. DUCT | 350X200 | w/ 1” ACOUSTICAL LINING | . | . | TRANSFER DUCT | NO
RECT. DUCT m | 21 | 0.4 | m | 0 | RECT. DUCT | 350X200 | w/ 1” ACOUSTICAL LINING | . | . | TRANSFER DUCT | NO
RECT. DUCT m | 21 | 0.8 | m | 0 | RECT. DUCT | 350X300 | . | . | BP | VA-332-VA-0001 | NO
RECT. DUCT m | 21 | 1.7 | m | 0 | RECT. DUCT | 800X300 | w/ 1” ACOUSTICAL LINING | . | . | TRANSFER DUCT | NO
RECT. DUCT m | 21 | 0.1 | m | 0 | RECT. DUCT | 600X250 | w/ 1” ACOUSTICAL LINING | . | . | TRANSFER DUCT | NO
RECT. DUCT m | 21 | 1 | m | 0 | RECT. DUCT | 800X600 | w/ 1” ACOUSTICAL LINING | . | . | TRANSFER DUCT | NO
RECT. DUCT m | 21 | 5.1 | m | 0 | RECT. DUCT | 250X150 | . | . | MP | VARC-310-VA-0001 | NO
RECT. DUCT m | 21 | 6 | m | 0 | RECT. DUCT | 300X250 | . | . | MP | VARC-310-VA-0001 | NO
RECT. DUCT m | 21 | 1.9 | m | 0 | RECT. DUCT | 400X250 | . | . | MP | VARC-310-VA-0001 | NO
RECT. DUCT m | 21 | 9 | m | 0 | RECT. DUCT | 700X300 | . | . | MP | VARC-310-VA-0001 | NO
RECT. DUCT m | 21 | 1.8 | m | 0 | RECT. DUCT | 300X200 | . | . | LOW PRESSURE | VARCF-302/304 | NO
RECT. DUCT m | 21 | 3.2 | m | 0 | RECT. DUCT | 200X200 | . | . | . | VARCF-304 | NO
RECT. DUCT m | 21 | 3.6 | m | 0 | RECT. DUCT | 200X200 | . | . | . | VARCF-302 | NO
RECT. DUCT m | 21 | 1.5 | m | 0 | RECT. DUCT | 300X200 | . | . | LOW PRESSURE | VARCF-302/304 | NO
RECT. DUCT m | 21 | 3.7 | m | 0 | RECT. DUCT | 250X250 | . | . | . | VARCF-304 | NO
RECT. DUCT m | 21 | 1.4 | m | 0 | RECT. DUCT | 400X150 | w/ 1” ACOUSTICAL LINING | . | . | TRANSFER DUCT | NO
RECT. DUCT m | 31 | 0.3 | m | 0 | RECT. DUCT | 700X300 | . | . | MP | VARC-310-VA-0001 | NO
RECT. DUCT m | 19 | 7.1 | m | 0 | RECT. DUCT | 850X400 | . | . | . | VARCF-302 | NO
RECT. DUCT m | 19 | 7.8 | m | 0 | RECT. DUCT | 650X400 | . | . | . | VARCF-302 | NO
RECT. DUCT m | 19 | 4.3 | m | 0 | RECT. DUCT | 500X400 | . | . | . | VARCF-302 | NO
RECT. DUCT m | 19 | 9 | m | 0 | RECT. DUCT | 600X400 | . | . | . | VARCF-302 | NO
RECT. DUCT m | 19 | 7 | m | 0 | RECT. DUCT | 650X450 | . | . | . | VARCF-302 | NO
RECT. DUCT m | 19 | 1.7 | m | 0 | RECT. DUCT | 1200X450 | . | . | . | VARCF-302 | NO
RECT. DUCT m | 19 | 5.5 | m | 0 | RECT. DUCT | 700X400 | . | . | . | VARCF-302 | NO
RECT. DUCT m | 19 | 7.4 | m | 0 | RECT. DUCT | 650X400 | . | . | . | VARCF-302 | NO
RECT. DUCT m | 19 | 12.7 | m | 0 | RECT. DUCT | 550X400 | . | . | . | VARCF-302 | NO
RECT. DUCT m | 19 | 10.2 | m | 0 | RECT. DUCT | 700X400 | . | . | . | VARCF-302 | NO
RECT. DUCT m | 19 | 9.6 | m | 0 | RECT. DUCT | 900X400 | . | . | . | VARCF-302 | NO
RECT. DUCT m | 19 | 1.9 | m | 0 | RECT. DUCT | 1800X500 | . | . | . | VARCF-302 | NO
RECT. DUCT m | 24 | 5.5 | m | 0 | RECT. DUCT | 1422X1067 | . | . | . | VARCF-304 | NO
RECT. DUCT m | 24 | 2.3 | m | 0 | RECT. DUCT | 1727X914 | . | . | . | VARCF-304 | NO
RECT. DUCT m | 24 | 0.7 | m | 0 | RECT. DUCT | 1500X1500 | . | . | . | VARCF-304 | NO
RECT. DUCT m | 24 | 29 | m | 0 | RECT. DUCT | 1778X1473 | . | . | . | VARCF-304 | NO
RECT. DUCT m | 24 | 4 | m | 0 | RECT. DUCT | 1829X1829 | . | . | . | VARCF-304 | NO
RECT. DUCT m | 24 | 5.4 | m | 0 | RECT. DUCT | 600X600 | . | 6-SS-16 | . | VARCF-304 | NO
RECT. DUCT m | 24 | 6.7 | m | 0 | RECT. DUCT | 200X200 | . | . | . | VARCF-302 | NO
RECT. DUCT m | 24 | 3.5 | m | 0 | RECT. DUCT | 559X559 | . | . | . | VARCF-304 | NO
RECT. DUCT m | 24 | 1.6 | m | 0 | RECT. DUCT | 1219X813 | . | . | LOW PRESSURE | VFC-342 | NO
RECT. DUCT m | 24 | 5.5 | m | 0 | RECT. DUCT | 300X300 | . | . | . | VARCF-304 | NO
RECT. DUCT m | 24 | 0.2 | m | 0 | RECT. DUCT | 1450X1500 | . | 6-SS-16 | . | VARCF-304 | NO
RECT. DUCT m | 24 | 0.2 | m | 0 | RECT. DUCT | 1450X1500 | . | 6-SS-16 | . | VARCF-305 | NO
RECT. DUCT m | 24 | 3.5 | m | 0 | RECT. DUCT | 2032X1524 | . | 6-SS-16 | . | VARCF-303 | NO
RECT. DUCT m | 24 | 5.7 | m | 0 | RECT. DUCT | 1727X1575 | . | 6-SS-16 | . | VARCF-303 | NO
RECT. DUCT m | 24 | 9.1 | m | 0 | RECT. DUCT | 1981X1575 | . | . | . | VARCF-305 | NO
RECT. DUCT m | 24 | 11 | m | 0 | RECT. DUCT | 610X356 | . | 6-SS-16 | . | VE-314-VE-0001 | NO
RECT. DUCT m | 24 | 22.7 | m | 0 | RECT. DUCT | 610X356 | . | 6-SS-16 | . | VE-314-VE-0001 | NO
RECT. DUCT m | 24 | 2.1 | m | 0 | RECT. DUCT | 610X406 | . | . | LOW PRESSURE | VFC-341 | NO
RECT. DUCT m | 24 | 2.3 | m | 0 | RECT. DUCT | 610X406 | . | 6-SS-16 | LOW PRESSURE | VFC-341 | NO
RECT. DUCT m | 24 | 3.3 | m | 0 | RECT. DUCT | 914X356 | . | . | BP | VA-332-VA-0001 | NO
RECT. DUCT m | 24 | 4.6 | m | 0 | RECT. DUCT | 1200X650 | w/ 1” ACOUSTICAL LINING | . | . | TRANSFER DUCT | NO
RECT. DUCT m | 25 | 14 | m | 0 | RECT. DUCT | 1778X1676 | . | . | . | VARCF-302 | NO
RECT. DUCT m | 25 | 16.1 | m | 0 | RECT. DUCT | 1981X1524 | . | . | . | VARCF-302 | NO
RECT. DUCT m | 25 | 0.2 | m | 0 | RECT. DUCT | 1700X750 | . | . | MP | VARC-310-VA-0001 | NO
RECT. DUCT m | 25 | 11 | m | 0 | RECT. DUCT | 813X610 | . | . | MP | VARC-310-VA-0001 | NO
RECT. DUCT m | 25 | 6.2 | m | 0 | RECT. DUCT | 813X813 | . | . | MP | VARC-310-VA-0001 | NO
RECT. DUCT m | 25 | 3.2 | m | 0 | RECT. DUCT | 200X200 | . | 6-SS-16 | . | VARCF-303 | NO
RECT. DUCT m | 22 | 8.8 | m | 0 | RECT. DUCT | 700X350 | . | . | . | VARCF-302 | NO
RECT. DUCT m | 22 | 8.4 | m | 0 | RECT. DUCT | 550X300 | . | . | . | VARCF-302 | NO
RECT. DUCT m | 22 | 8.6 | m | 0 | RECT. DUCT | 350X300 | . | . | . | VARCF-302 | NO
RECT. DUCT m | 22 | 10.6 | m | 0 | RECT. DUCT | 700X300 | . | . | . | VARCF-302 | NO
RECT. DUCT m | 22 | 1.7 | m | 0 | RECT. DUCT | 1000X450 | . | . | . | VARCF-302 | NO
RECT. DUCT m | 22 | 5.7 | m | 0 | RECT. DUCT | 700X400 | . | . | . | VARCF-302 | NO
RECT. DUCT m | 22 | 8.3 | m | 0 | RECT. DUCT | 850X300 | . | . | . | VARCF-302 | NO
RECT. DUCT m | 22 | 9.3 | m | 0 | RECT. DUCT | 450X300 | . | . | . | VARCF-302 | NO
RECT. DUCT m | 22 | 12.7 | m | 0 | RECT. DUCT | 500X250 | . | . | . | VARCF-302 | NO
RECT. DUCT m | 22 | 9.5 | m | 0 | RECT. DUCT | 500X400 | . | . | . | VARCF-302 | NO
RECT. DUCT m | 22 | 1.9 | m | 0 | RECT. DUCT | 900X450 | . | . | . | VARCF-302 | NO
RECT. DUCT m | 22 | 2 | m | 0 | RECT. DUCT | 300X300 | . | . | . | VARCF-302 | NO
RECT. DUCT m | 22 | 6.1 | m | 0 | RECT. DUCT | 250X250 | . | . | . | VARCF-304 | NO
RECT. DUCT m | 22 | 1.5 | m | 0 | RECT. DUCT | 300X200 | . | . | LOW PRESSURE | VARCF-302/304 | NO
RECT. DUCT m | 22 | 1.5 | m | 0 | RECT. DUCT | 300X200 | . | . | LOW PRESSURE | VARCF-302/304 | NO
RECT. DUCT m | 22 | 4.4 | m | 0 | RECT. DUCT | 600X300 | . | . | . | VARCF-304 | NO
RECT. DUCT m | 22 | 2.4 | m | 0 | RECT. DUCT | 300X200 | . | . | LOW PRESSURE | VARCF-302/304 | NO
RECT. DUCT m | 22 | 1.7 | m | 0 | RECT. DUCT | 300X200 | . | . | LOW PRESSURE | VARCF-302/304 | NO
RECT. DUCT m | 22 | 9 | m | 0 | RECT. DUCT | 450X300 | . | . | . | VARCF-304 | NO
RECT. DUCT m | 22 | 1.5 | m | 0 | RECT. DUCT | 300X200 | . | . | LOW PRESSURE | VARCF-302/304 | NO
RECT. DUCT m | 22 | 1.7 | m | 0 | RECT. DUCT | 300X200 | . | . | LOW PRESSURE | VARCF-302/304 | NO
RECT. DUCT m | 22 | 1.7 | m | 0 | RECT. DUCT | 300X200 | . | . | LOW PRESSURE | VARCF-302/304 | NO
RECT. DUCT m | 22 | 17.2 | m | 0 | RECT. DUCT | 350X300 | . | . | . | VARCF-304 | NO
RECT. DUCT m | 22 | 1.7 | m | 0 | RECT. DUCT | 300X200 | . | . | LOW PRESSURE | VARCF-302/304 | NO
RECT. DUCT m | 22 | 1.7 | m | 0 | RECT. DUCT | 300X200 | . | . | LOW PRESSURE | VARCF-302/304 | NO
RECT. DUCT m | 22 | 1.5 | m | 0 | RECT. DUCT | 300X200 | . | . | LOW PRESSURE | VARCF-302/304 | NO
RECT. DUCT m | 22 | 2.9 | m | 0 | RECT. DUCT | 300X200 | . | . | LOW PRESSURE | VARCF-302/304 | NO
RECT. DUCT m | 22 | 3.4 | m | 0 | RECT. DUCT | 200X200 | . | . | . | VARCF-302 | NO
RECT. DUCT m | 22 | 21.1 | m | 0 | RECT. DUCT | 250X200 | . | . | . | VARCF-304 | NO
RECT. DUCT m | 22 | 32.2 | m | 0 | RECT. DUCT | 450X300 | . | . | . | VARCF-304 | NO
RECT. DUCT m | 22 | 6.3 | m | 0 | RECT. DUCT | 300X250 | . | . | . | VARCF-302 | NO
RECT. DUCT m | 22 | 2.4 | m | 0 | RECT. DUCT | 300X200 | . | . | LOW PRESSURE | VARCF-302/304 | NO
RECT. DUCT m | 22 | 2.4 | m | 0 | RECT. DUCT | 300X250 | . | . | LOW PRESSURE | VARCF-302/304 | NO
RECT. DUCT m | 22 | 1.8 | m | 0 | RECT. DUCT | 300X200 | . | . | LOW PRESSURE | VARCF-302/304 | NO
RECT. DUCT m | 22 | 1.8 | m | 0 | RECT. DUCT | 300X200 | . | . | LOW PRESSURE | VARCF-302/304 | NO
RECT. DUCT m | 22 | 2.3 | m | 0 | RECT. DUCT | 300X200 | . | . | LOW PRESSURE | VARCF-302/304 | NO
RECT. DUCT m | 22 | 2.5 | m | 0 | RECT. DUCT | 300X200 | . | . | LOW PRESSURE | VARCF-302/304 | NO
RECT. DUCT m | 22 | 2.4 | m | 0 | RECT. DUCT | 300X200 | . | . | LOW PRESSURE | VARCF-302/304 | NO
RECT. DUCT m | 22 | 2.4 | m | 0 | RECT. DUCT | 300X200 | . | . | LOW PRESSURE | VARCF-302/304 | NO
RECT. DUCT m | 22 | 2.4 | m | 0 | RECT. DUCT | 300X200 | . | . | LOW PRESSURE | VARCF-302/304 | NO
RECT. DUCT m | 22 | 2.6 | m | 0 | RECT. DUCT | 200X200 | . | . | . | VARCF-302 | NO
RECT. DUCT m | 22 | 4.9 | m | 0 | RECT. DUCT | 450X300 | . | . | . | VARCF-302 | NO
RECT. DUCT m | 22 | 5.2 | m | 0 | RECT. DUCT | 350X300 | . | . | . | VARCF-304 | NO
RECT. DUCT m | 22 | 2.3 | m | 0 | RECT. DUCT | 550X300 | . | . | LOW PRESSURE | VARCF-302/304 | NO
RECT. DUCT m | 22 | 2.5 | m | 0 | RECT. DUCT | 400X300 | . | . | LOW PRESSURE | VARCF-302/304 | NO
RECT. DUCT m | 22 | 1.6 | m | 0 | RECT. DUCT | 400X300 | . | . | LOW PRESSURE | VARCF-302/304 | NO
RECT. DUCT m | 22 | 19.7 | m | 0 | RECT. DUCT | 200X200 | . | 6-SS-16 | . | VE-314-VE-0001 | NO
RECT. DUCT m | 22 | 1.8 | m | 0 | RECT. DUCT | 250X200 | . | 6-SS-16 | . | VE-314-VE-0001 | NO
RECT. DUCT m | 22 | 1.7 | m | 0 | RECT. DUCT | 200X200 | . | 6-SS-16 | . | VE-314-VE-0001 | NO
RECT. DUCT m | 22 | 2.9 | m | 0 | RECT. DUCT | 250X200 | . | 6-SS-16 | LOW PRESSURE | VE-314-VE-0001 | NO
RECT. DUCT m | 22 | 5.2 | m | 0 | RECT. DUCT | 200X200 | . | . | . | VACF-301 | NO
RECT. DUCT m | 22 | 3.9 | m | 0 | RECT. DUCT | 250X250 | . | . | . | VACF-301 | NO
RECT. DUCT m | 22 | 0.8 | m | 0 | RECT. DUCT | 300X300 | . | . | . | VACF-301 | NO
RECT. DUCT m | 22 | 1.4 | m | 0 | RECT. DUCT | 300X300 | . | . | . | VACF-301 | NO
RECT. DUCT m | 22 | 3.5 | m | 0 | RECT. DUCT | 250X200 | . | . | . | VACF-301 | NO
RECT. DUCT m | 22 | 0.3 | m | 0 | RECT. DUCT | 200X200 | . | . | . | VACF-301 | NO
RECT. DUCT m | 22 | 0.3 | m | 0 | RECT. DUCT | 200X200 | . | . | . | VACF-301 | NO
RECT. DUCT m | 22 | 1.7 | m | 0 | RECT. DUCT | 400X375 | . | . | LOW PRESSURE | VACF-301 | NO
RECT. DUCT m | 22 | 1.4 | m | 0 | RECT. DUCT | 200X200 | . | . | . | VACF-301 | NO
RECT. DUCT m | 22 | 8.8 | m | 0 | RECT. DUCT | 1400X400 | . | 6-SS-16 | . | VARCF-303 | NO
RECT. DUCT m | 22 | 3.9 | m | 0 | RECT. DUCT | 1000X550 | . | 6-SS-16 | . | VARCF-303 | NO
RECT. DUCT m | 22 | 1.6 | m | 0 | RECT. DUCT | 400X300 | . | . | LOW PRESSURE | VARCF-302/304 | NO
RECT. DUCT m | 22 | 1.3 | m | 0 | RECT. DUCT | 250X250 | . | . | LOW PRESSURE | VARCF-302/304 | NO
RECT. DUCT m | 22 | 1.8 | m | 0 | RECT. DUCT | 250X250 | . | . | LOW PRESSURE | VARCF-302/304 | NO
RECT. DUCT m | 22 | 6.5 | m | 0 | RECT. DUCT | 400X350 | . | . | . | VARCF-304 | NO
RECT. DUCT m | 22 | 11.7 | m | 0 | RECT. DUCT | 300X250 | . | . | . | VARCF-304 | NO
RECT. DUCT m | 22 | 2 | m | 0 | RECT. DUCT | 300X200 | . | . | LOW PRESSURE | VARCF-302/304 | NO
RECT. DUCT m | 22 | 1.9 | m | 0 | RECT. DUCT | 300X200 | . | . | LOW PRESSURE | VARCF-302/304 | NO
RECT. DUCT m | 22 | 2 | m | 0 | RECT. DUCT | 300X200 | . | . | LOW PRESSURE | VARCF-302/304 | NO
RECT. DUCT m | 22 | 2.1 | m | 0 | RECT. DUCT | 300X200 | . | . | LOW PRESSURE | VARCF-302/304 | NO
RECT. DUCT m | 22 | 1.6 | m | 0 | RECT. DUCT | 300X200 | . | . | LOW PRESSURE | VARCF-302/304 | NO
RECT. DUCT m | 22 | 4.6 | m | 0 | RECT. DUCT | 1400X500 | . | 6-SS-16 | . | VARCF-303 | NO
RECT. DUCT m | 22 | 3.6 | m | 0 | RECT. DUCT | 1650X400 | . | 6-SS-16 | . | VARCF-303 | NO
RECT. DUCT m | 22 | 2.3 | m | 0 | RECT. DUCT | 300X200 | . | . | LOW PRESSURE | VARCF-302/304 | NO
RECT. DUCT m | 22 | 5.1 | m | 0 | RECT. DUCT | 300X250 | . | . | . | VARCF-302 | NO
RECT. DUCT m | 22 | 1.3 | m | 0 | RECT. DUCT | 250X250 | . | . | . | VARCF-302 | NO
RECT. DUCT m | 22 | 1.7 | m | 0 | RECT. DUCT | 300X200 | . | . | LOW PRESSURE | VARCF-302/304 | NO
RECT. DUCT m | 22 | 5.1 | m | 0 | RECT. DUCT | 200X200 | . | . | . | VARCF-304 | NO
RECT. DUCT m | 22 | 3.5 | m | 0 | RECT. DUCT | 300X200 | . | . | LOW PRESSURE | VARCF-302/304 | NO
RECT. DUCT m | 22 | 1.3 | m | 0 | RECT. DUCT | 200X200 | . | . | . | VARCF-302 | NO
RECT. DUCT m | 22 | 1.9 | m | 0 | RECT. DUCT | 300X200 | . | . | LOW PRESSURE | VARCF-302/304 | NO
RECT. DUCT m | 22 | 10.5 | m | 0 | RECT. DUCT | 250X250 | . | . | LOW PRESSURE | VARCF-302/304 | NO
RECT. DUCT m | 22 | 1.9 | m | 0 | RECT. DUCT | 300X200 | . | . | LOW PRESSURE | VARCF-302/304 | NO
RECT. DUCT m | 22 | 1.9 | m | 0 | RECT. DUCT | 300X250 | . | . | LOW PRESSURE | VARCF-302/304 | NO
RECT. DUCT m | 22 | 1.9 | m | 0 | RECT. DUCT | 300X200 | . | . | LOW PRESSURE | VARCF-302/304 | NO
RECT. DUCT m | 22 | 0.8 | m | 0 | RECT. DUCT | 200X200 | . | . | . | VARCF-302/304 | NO
RECT. DUCT m | 22 | 0.4 | m | 0 | RECT. DUCT | 600X450 | . | 6-SS-16 | . | VARCF-303 | NO
RECT. DUCT m | 21 | 0.1 | m | 0 | RECT. DUCT | 650X250 | . | 6-SS-16 | . | VARCF-303 | NO
RECT. DUCT m | 22 | 0.4 | m | 0 | RECT. DUCT | 400X350 | w/ 1” ACOUSTICAL LINING | . | . | TRANSFER DUCT | NO
RECT. DUCT m | 22 | 0.4 | m | 0 | RECT. DUCT | 400X350 | w/ 1” ACOUSTICAL LINING | . | . | TRANSFER DUCT | NO
RECT. DUCT m | 22 | 0.4 | m | 0 | RECT. DUCT | 350X200 | w/ 1” ACOUSTICAL LINING | . | . | TRANSFER DUCT | NO
RECT. DUCT m | 22 | 0.4 | m | 0 | RECT. DUCT | 350X200 | w/ 1” ACOUSTICAL LINING | . | . | TRANSFER DUCT | NO
RECT. DUCT m | 22 | 0.4 | m | 0 | RECT. DUCT | 350X200 | w/ 1” ACOUSTICAL LINING | . | . | TRANSFER DUCT | NO
RECT. DUCT m | 22 | 0.4 | m | 0 | RECT. DUCT | 350X200 | w/ 1” ACOUSTICAL LINING | . | . | TRANSFER DUCT | NO
RECT. DUCT m | 22 | 0.4 | m | 0 | RECT. DUCT | 350X200 | w/ 1” ACOUSTICAL LINING | . | . | TRANSFER DUCT | NO
RECT. DUCT m | 22 | 0.4 | m | 0 | RECT. DUCT | 350X200 | w/ 1” ACOUSTICAL LINING | . | . | TRANSFER DUCT | NO
RECT. DUCT m | 22 | 0.4 | m | 0 | RECT. DUCT | 350X200 | w/ 1” ACOUSTICAL LINING | . | . | TRANSFER DUCT | NO
RECT. DUCT m | 22 | 0.4 | m | 0 | RECT. DUCT | 400X350 | w/ 1” ACOUSTICAL LINING | . | . | TRANSFER DUCT | NO
RECT. DUCT m | 22 | 0.4 | m | 0 | RECT. DUCT | 400X350 | w/ 1” ACOUSTICAL LINING | . | . | TRANSFER DUCT | NO
RECT. DUCT m | 22 | 0.4 | m | 0 | RECT. DUCT | 400X350 | w/ 1” ACOUSTICAL LINING | . | . | TRANSFER DUCT | NO
RECT. DUCT m | 22 | 0.4 | m | 0 | RECT. DUCT | 400X350 | w/ 1” ACOUSTICAL LINING | . | . | TRANSFER DUCT | NO
RECT. DUCT m | 22 | 0.4 | m | 0 | RECT. DUCT | 400X350 | w/ 1” ACOUSTICAL LINING | . | . | TRANSFER DUCT | NO
RECT. DUCT m | 22 | 0.4 | m | 0 | RECT. DUCT | 400X350 | w/ 1” ACOUSTICAL LINING | . | . | TRANSFER DUCT | NO
RECT. DUCT m | 22 | 0.4 | m | 0 | RECT. DUCT | 400X350 | w/ 1” ACOUSTICAL LINING | . | . | TRANSFER DUCT | NO
RECT. DUCT m | 22 | 0.4 | m | 0 | RECT. DUCT | 400X350 | w/ 1” ACOUSTICAL LINING | . | . | TRANSFER DUCT | NO
RECT. DUCT m | 22 | 0.4 | m | 0 | RECT. DUCT | 400X350 | w/ 1” ACOUSTICAL LINING | . | . | TRANSFER DUCT | NO
RECT. DUCT m | 22 | 0.4 | m | 0 | RECT. DUCT | 400X350 | w/ 1” ACOUSTICAL LINING | . | . | TRANSFER DUCT | NO
RECT. DUCT m | 22 | 0.4 | m | 0 | RECT. DUCT | 400X350 | w/ 1” ACOUSTICAL LINING | . | . | TRANSFER DUCT | NO
RECT. DUCT m | 22 | 0.4 | m | 0 | RECT. DUCT | 400X350 | w/ 1” ACOUSTICAL LINING | . | . | TRANSFER DUCT | NO
RECT. DUCT m | 22 | 0.4 | m | 0 | RECT. DUCT | 400X350 | w/ 1” ACOUSTICAL LINING | . | . | TRANSFER DUCT | NO
RECT. DUCT m | 22 | 0.4 | m | 0 | RECT. DUCT | 400X350 | w/ 1” ACOUSTICAL LINING | . | . | TRANSFER DUCT | NO
RECT. DUCT m | 22 | 1.5 | m | 0 | RECT. DUCT | 500X250 | w/ 1” ACOUSTICAL LINING | . | . | TRANSFER DUCT | NO
RECT. DUCT m | 22 | 1.5 | m | 0 | RECT. DUCT | 900X300 | w/ 1” ACOUSTICAL LINING | . | . | TRANSFER DUCT | NO
RECT. DUCT m | 22 | 1.5 | m | 0 | RECT. DUCT | 900X300 | w/ 1” ACOUSTICAL LINING | . | . | TRANSFER DUCT | NO
RECT. DUCT m | 22 | 1.5 | m | 0 | RECT. DUCT | 600X300 | w/ 1” ACOUSTICAL LINING | . | . | TRANSFER DUCT | NO
RECT. DUCT m | 22 | 1.5 | m | 0 | RECT. DUCT | 550X300 | w/ 1” ACOUSTICAL LINING | . | . | TRANSFER DUCT | NO
RECT. DUCT m | 22 | 1.2 | m | 0 | RECT. DUCT | 450X200 | w/ 1” ACOUSTICAL LINING | . | . | TRANSFER DUCT | NO
RECT. DUCT m | 22 | 1.5 | m | 0 | RECT. DUCT | 550X300 | w/ 1” ACOUSTICAL LINING | . | . | TRANSFER DUCT | NO
RECT. DUCT m | 22 | 0.4 | m | 0 | RECT. DUCT | 350X200 | w/ 1” ACOUSTICAL LINING | . | . | TRANSFER DUCT | NO
RECT. DUCT m | 22 | 1.5 | m | 0 | RECT. DUCT | 400X150 | w/ 1” ACOUSTICAL LINING | . | . | TRANSFER DUCT | NO
RECT. DUCT m | 22 | 1.5 | m | 0 | RECT. DUCT | 500X250 | w/ 1” ACOUSTICAL LINING | . | . | TRANSFER DUCT | NO
RECT. DUCT m | 22 | 1.5 | m | 0 | RECT. DUCT | 500X250 | w/ 1” ACOUSTICAL LINING | . | . | TRANSFER DUCT | NO
RECT. DUCT m | 22 | 1.5 | m | 0 | RECT. DUCT | 500X250 | w/ 1” ACOUSTICAL LINING | . | . | TRANSFER DUCT | NO
RECT. DUCT m | 22 | 1.4 | m | 0 | RECT. DUCT | 550X300 | w/ 1” ACOUSTICAL LINING | . | . | TRANSFER DUCT | NO
RECT. DUCT m | 22 | 1.5 | m | 0 | RECT. DUCT | 500X250 | w/ 1” ACOUSTICAL LINING | . | . | TRANSFER DUCT | NO
RECT. DUCT m | 22 | 1.4 | m | 0 | RECT. DUCT | 400X150 | w/ 1” ACOUSTICAL LINING | . | . | TRANSFER DUCT | NO
RECT. DUCT m | 22 | 1.8 | m | 0 | RECT. DUCT | 300X250 | . | . | LOW PRESSURE | VARCF-302/304 | NO
RECT. DUCT m | 22 | 1.6 | m | 0 | RECT. DUCT | 600X300 | . | . | . | VARCF-304 | NO
RECT. DUCT m | 22 | 2 | m | 0 | RECT. DUCT | 700X250 | . | . | . | VARCF-304 | NO
RECT. DUCT m | 21 | 3.3 | m | 0 | RECT. DUCT | 300X250 | . | . | . | VARCF-302 | NO
RECT. DUCT m | 21 | 0.2 | m | 0 | RECT. DUCT | 250X100 | w/ 1” ACOUSTICAL LINING | . | . | TRANSFER DUCT | NO
RECT. DUCT m | 21 | 0.2 | m | 0 | RECT. DUCT | 250X100 | w/ 1” ACOUSTICAL LINING | . | . | TRANSFER DUCT | NO
RECT. DUCT m | 21 | 0.2 | m | 0 | RECT. DUCT | 350X300 | . | . | BP | VA-334-VA-0001 | NO
RECT. DUCT m | 22 | 1.5 | m | 0 | RECT. DUCT | 500X250 | w/ 1” ACOUSTICAL LINING | . | . | TRANSFER DUCT | NO
RECT. DUCT m | 33 | 5.9 | m | 0 | RECT. DUCT | 1200X500 | . | . | . | VARCF-304/305 | NO
RECT. DUCT m | 33 | 8.8 | m | 0 | RECT. DUCT | 1981X864 | . | . | . | VARCF-304 | NO
RECT. DUCT m | 33 | 4.9 | m | 0 | RECT. DUCT | 610X356 | . | . | . | VACF-301 | NO
RECT. DUCT m | 33 | 6.4 | m | 0 | RECT. DUCT | 406X356 | . | . | . | VACF-301 | NO
RECT. DUCT m | 33 | 7.3 | m | 0 | RECT. DUCT | 1524X1219 | . | . | . | VACF-301 | NO
RECT. DUCT m | 33 | 9.6 | m | 0 | RECT. DUCT | 1219X813 | . | . | . | VACF-301 | NO
RECT. DUCT m | 33 | 6.6 | m | 0 | RECT. DUCT | 400X375 | . | . | . | VARCF-305 | NO
RECT. DUCT m | 33 | 7.5 | m | 0 | RECT. DUCT | 1524X1016 | . | 6-SS-16 | . | VE-314-VE-0001 | NO
RECT. DUCT m | 33 | 2 | m | 0 | RECT. DUCT | 1524X1016 | . | 6-SS-16 | . | VE-314-VE-0001 | NO
RECT. DUCT m | 33 | 1.5 | m | 0 | RECT. DUCT | 1165X914 | . | . | . | VACF-301 | NO
RECT. DUCT m | 33 | 7.5 | m | 0 | RECT. DUCT | 1524X1219 | . | . | . | VACF-301 | NO
RECT. DUCT m | 33 | 1.1 | m | 0 | RECT. DUCT | 1321X1067 | . | . | . | VACF-301 | NO
RECT. DUCT m | 33 | 8 | m | 0 | RECT. DUCT | 1524X1219 | . | . | . | VACF-301 | NO
RECT. DUCT m | 33 | 5.8 | m | 0 | RECT. DUCT | 1524X1016 | . | . | . | VACF-301 | NO
RECT. DUCT m | 33 | 8.5 | m | 0 | RECT. DUCT | 1473X914 | . | . | . | VACF-301 | NO
RECT. DUCT m | 33 | 4.5 | m | 0 | RECT. DUCT | 800X400 | . | 6-SS-16 | . | VE-315-VE-0001 | NO
RECT. DUCT m | 33 | 0.2 | m | 0 | RECT. DUCT | 700X500 | . | 6-SS-16 | . | VE-315-VE-0001 | NO
RECT. DUCT m | 33 | 4.1 | m | 0 | RECT. DUCT | 4100X3250 | . | . | . | VACF-301 | NO
RECT. DUCT m | 3 | 0.9 | m | 0 | RECT. DUCT | 300X300 | . | . | . | VF-368-VF-0001 | NO
RECT. DUCT m | 3 | 0.9 | m | 0 | RECT. DUCT | 300X300 | . | . | . | VF-368-VF-0001 | NO
RECT. DUCT m | 33 | 3.4 | m | 0 | RECT. DUCT | 1350X1219 | w/ 1” ACOUSTICAL LINING | . | . | TRANSFER DUCT | NO
RECT. DUCT m | 33 | 5.8 | m | 0 | RECT. DUCT | 300X250 | w/ 1” ACOUSTICAL LINING | . | . | TRANSFER DUCT | NO
RECT. DUCT m | 6 | 8.6 | m | 0 | RECT. DUCT | 400X400 | . | . | . | VACF-301 | NO
RECT. DUCT m | 6 | 11.2 | m | 0 | RECT. DUCT | 200X200 | . | 6-SS-16 | . | VE-314-VE-0001 | NO
RECT. DUCT m | 6 | 4.8 | m | 0 | RECT. DUCT | 700X450 | . | . | LOW PRESSURE | VACF-301 | NO
RECT. DUCT m | 6 | 5.2 | m | 0 | RECT. DUCT | 350X200 | . | 6-SS-16 | LOW PRESSURE | VE-314-VE-0001 | NO
RECT. DUCT m | 6 | 6.4 | m | 0 | RECT. DUCT | 750X450 | . | . | . | VARCF-304 | NO
RECT. DUCT m | 6 | 1.5 | m | 0 | RECT. DUCT | 800X300 | . | . | . | VF-364-VF-0001 | NO
RECT. DUCT m | 6 | 4.2 | m | 0 | RECT. DUCT | 500X350 | . | . | . | VARCF-304 | NO
RECT. DUCT m | 6 | 4.8 | m | 0 | RECT. DUCT | 450X300 | . | . | . | VARCF-304 | NO
RECT. DUCT m | 6 | 4.3 | m | 0 | RECT. DUCT | 200X200 | . | . | . | VARCF-302/304 | NO
RECT. DUCT m | 6 | 3.7 | m | 0 | RECT. DUCT | 650X300 | . | . | . | VARCF-302 | NO
RECT. DUCT m | 6 | 1.8 | m | 0 | RECT. DUCT | 500X450 | . | . | LOW PRESSURE | VARCF-302/304 | NO
RECT. DUCT m | 6 | 5.5 | m | 0 | RECT. DUCT | 650X450 | . | . | . | VARCF-302 | NO
RECT. DUCT m | 6 | 2.1 | m | 0 | RECT. DUCT | 600X400 | . | . | . | VF-364-VF-0001 | NO
RECT. DUCT m | 6 | 0.5 | m | 0 | RECT. DUCT | 400X400 | . | . | . | VF-364-VF-0001 | NO
RECT. DUCT m | 6 | 0.5 | m | 0 | RECT. DUCT | 500X400 | . | . | . | VF-364-VF-0001 | NO
RECT. DUCT m | 6 | 1.7 | m | 0 | RECT. DUCT | 650X450 | . | . | LOW PRESSURE | VARCF-302/304 | NO
RECT. DUCT m | 6 | 1.5 | m | 0 | RECT. DUCT | 250X100 | . | . | LOW PRESSURE | VARCF-302/304 | NO
RECT. DUCT m | 6 | 0.7 | m | 0 | RECT. DUCT | 300X200 | . | . | LOW PRESSURE | VARCF-302/304 | NO
RECT. DUCT m | 6 | 9.5 | m | 0 | RECT. DUCT | 850X450 | . | . | . | VARCF-302 | NO
RECT. DUCT m | 6 | 3.1 | m | 0 | RECT. DUCT | 965X610 | . | . | . | VARCF-302 | NO
RECT. DUCT m | 6 | 6.9 | m | 0 | RECT. DUCT | 1150X1000 | . | . | . | VARCF-302 | NO
RECT. DUCT m | 6 | 3.5 | m | 0 | RECT. DUCT | 2050X600 | . | . | . | VARCF-304 | NO
RECT. DUCT m | 6 | 1.9 | m | 0 | RECT. DUCT | 450X300 | . | . | LOW PRESSURE | VARCF-302/304 | NO
RECT. DUCT m | 6 | 1.1 | m | 0 | RECT. DUCT | 600X500 | . | 6-SS-16 | LOW PRESSURE | VARCF-302/304 | NO
RECT. DUCT m | 6 | 0.5 | m | 0 | RECT. DUCT | 600X500 | . | 6-SS-16 | LOW PRESSURE | VARCF-302/304 | NO
RECT. DUCT m | 6 | 3.8 | m | 0 | RECT. DUCT | 300X200 | . | . | LOW PRESSURE | VARCF-302/304 | NO
RECT. DUCT m | 6 | 0.9 | m | 0 | RECT. DUCT | 300X200 | . | . | . | VARCF-302/304 | NO
RECT. DUCT m | 6 | 6.2 | m | 0 | RECT. DUCT | 300X200 | . | . | . | VARCF-302/304 | NO
RECT. DUCT m | 6 | 2.8 | m | 0 | RECT. DUCT | 200X200 | . | . | . | VACF-301 | NO
RECT. DUCT m | 6 | 17.2 | m | 0 | RECT. DUCT | 500X300 | . | . | LOW PRESSURE | VARCF-302/304 | NO
RECT. DUCT m | 6 | 9.6 | m | 0 | RECT. DUCT | 500X300 | . | . | LOW PRESSURE | VARCF-302/304 | NO
RECT. DUCT m | 6 | 22.2 | m | 0 | RECT. DUCT | 400X200 | w/ 1” ACOUSTICAL LINING | 6-SS-16 | . | TRANSFER DUCT | NO
RECT. DUCT m | 6 | 3 | m | 0 | RECT. DUCT | 650X600 | w/ 1” ACOUSTICAL LINING | 6-SS-16 | . | TRANSFER DUCT | NO
RECT. DUCT m | 6 | 1.8 | m | 0 | RECT. DUCT | 300X200 | . | . | LOW PRESSURE | VARCF-302/304 | NO
RECT. DUCT m | 6 | 4.8 | m | 0 | RECT. DUCT | 300X200 | . | . | LOW PRESSURE | VARCF-302/304 | NO
RECT. DUCT m | 6 | 1.8 | m | 0 | RECT. DUCT | 300X200 | . | . | LOW PRESSURE | VARCF-302/304 | NO
RECT. DUCT m | 6 | 3.2 | m | 0 | RECT. DUCT | 200X100 | . | . | . | VARCF-304 | NO
RECT. DUCT m | 6 | 25.7 | m | 0 | RECT. DUCT | 550X450 | . | 6-SS-16 | BP | VARC-311-VR-0001 | NO
RECT. DUCT m | 6 | 3 | m | 0 | RECT. DUCT | 5200X800 | . | 6-SS-16 | . | VARC-311/312-VR-0001 | NO
RECT. DUCT m | 6 | 23.9 | m | 0 | RECT. DUCT | 1550X550 | . | 6-SS-16 | BP | VARC-312-VR-0001 | NO
RECT. DUCT m | 6 | 1.4 | m | 0 | RECT. DUCT | 1250X550 | . | . | BP | VARC-312-VR-0001 | NO
RECT. DUCT m | 6 | 0.5 | m | 0 | RECT. DUCT | 400X300 | . | 6-SS-16 | . | VARC-311/312-VA-0001 | NO
RECT. DUCT m | 6 | 0.6 | m | 0 | RECT. DUCT | 400X300 | . | 6-SS-16 | . | VARC-311/312-VA-0001 | NO
RECT. DUCT m | 6 | 0.8 | m | 0 | RECT. DUCT | 2000X900 | . | 6-SS-16 | . | VARCF-303 | NO
RECT. DUCT m | 6 | 1.2 | m | 0 | RECT. DUCT | 150X150 | . | . | LOW PRESSURE | VARCF-302/304 | NO
RECT. DUCT m | 6 | 1.7 | m | 0 | RECT. DUCT | 300X200 | . | . | LOW PRESSURE | VARCF-302/304 | NO
RECT. DUCT m | 6 | 1.5 | m | 0 | RECT. DUCT | 300X200 | . | . | LOW PRESSURE | VARCF-302/304 | NO
RECT. DUCT m | 6 | 2.1 | m | 0 | RECT. DUCT | 150X150 | . | . | LOW PRESSURE | VARCF-302/304 | NO
RECT. DUCT m | 6 | 2 | m | 0 | RECT. DUCT | 350X300 | . | . | LOW PRESSURE | VARCF-302/304 | NO
RECT. DUCT m | 6 | 4.2 | m | 0 | RECT. DUCT | 650X450 | . | . | . | VARCF-302 | NO
RECT. DUCT m | 6 | 6.2 | m | 0 | RECT. DUCT | 550X400 | . | . | . | VARCF-304 | NO
RECT. DUCT m | 6 | 2.2 | m | 0 | RECT. DUCT | 600X450 | . | . | . | VARCF-304 | NO
RECT. DUCT m | 6 | 14.6 | m | 0 | RECT. DUCT | 600X500 | . | 6-SS-16 | . | VARCF-302/304 | NO
RECT. DUCT m | 6 | 6.8 | m | 0 | RECT. DUCT | 600X450 | . | . | . | VARCF-304 | NO
RECT. DUCT m | 6 | 4.3 | m | 0 | RECT. DUCT | 650X450 | . | . | . | VARCF-302 | NO
RECT. DUCT m | 6 | 2.8 | m | 0 | RECT. DUCT | 300X200 | . | . | LOW PRESSURE | VARCF-302/304 | NO
RECT. DUCT m | 6 | 2.3 | m | 0 | RECT. DUCT | 300X200 | . | . | LOW PRESSURE | VARCF-302/304 | NO
RECT. DUCT m | 6 | 3.2 | m | 0 | RECT. DUCT | 300X200 | . | . | LOW PRESSURE | VARCF-302/304 | NO
RECT. DUCT m | 6 | 0.3 | m | 0 | RECT. DUCT | 400X200 | w/ 1” ACOUSTICAL LINING | 6-SS-16 | . | TRANSFER DUCT | NO
RECT. DUCT m | 6 | 0.3 | m | 0 | RECT. DUCT | 400X200 | w/ 1” ACOUSTICAL LINING | 6-SS-16 | . | TRANSFER DUCT | NO
RECT. DUCT m | 6 | 1.9 | m | 0 | RECT. DUCT | 813X254 | w/ 1” ACOUSTICAL LINING | . | . | TRANSFER DUCT | NO
RECT. DUCT m | 6 | 2.8 | m | 0 | RECT. DUCT | 1800X900 | . | . | . | VARCF-303 | NO
RECT. DUCT m | 6 | 4.7 | m | 0 | RECT. DUCT | 1200X750 | . | . | . | VARCF-303 | NO
RECT. DUCT m | 6 | 1.9 | m | 0 | RECT. DUCT | 650X600 | . | . | . | VARCF-302 | NO
RECT. DUCT m | 6 | 2.3 | m | 0 | RECT. DUCT | 600X350 | . | . | . | VACF-301 | NO
RECT. DUCT m | 6 | 0.3 | m | 0 | RECT. DUCT | 300X300 | w/ 1” ACOUSTICAL LINING | . | . | TRANSFER DUCT | NO
RECT. DUCT m | 6 | 4.5 | m | 0 | RECT. DUCT | 600X500 | . | 6-SS-16 | LOW PRESSURE | VARCF-302/304 | NO
RECT. DUCT m | 6 | 1.5 | m | 0 | RECT. DUCT | 385X250 | . | . | LOW PRESSURE | VARCF-302/304 | NO
RECT. DUCT m | 6 | 0.9 | m | 0 | RECT. DUCT | 350X350 | . | . | LOW PRESSURE | VARCF-302/304 | NO
RECT. DUCT m | 6 | 1.3 | m | 0 | RECT. DUCT | 600X500 | . | . | LOW PRESSURE | VARCF-302/304 | NO
RECT. DUCT m | 6 | 0.3 | m | 0 | RECT. DUCT | 600X500 | . | . | . | VARCF-304/305 | NO
RECT. DUCT m | 6 | 1.5 | m | 0 | RECT. DUCT | 950X350 | w/ 1” ACOUSTICAL LINING | . | . | TRANSFER DUCT | NO
RECT. DUCT m | 6 | 1.2 | m | 0 | RECT. DUCT | 450X200 | w/ 1” ACOUSTICAL LINING | . | . | TRANSFER DUCT | NO
RECT. DUCT m | 6 | 1.4 | m | 0 | RECT. DUCT | 550X300 | w/ 1” ACOUSTICAL LINING | . | . | TRANSFER DUCT | NO
RECT. DUCT m | 6 | 1.2 | m | 0 | RECT. DUCT | 450X200 | w/ 1” ACOUSTICAL LINING | . | . | TRANSFER DUCT | NO
RECT. DUCT m | 6 | 1.2 | m | 0 | RECT. DUCT | 450X200 | w/ 1” ACOUSTICAL LINING | . | . | TRANSFER DUCT | NO
RECT. DUCT m | 6 | 1.5 | m | 0 | RECT. DUCT | 950X350 | w/ 1” ACOUSTICAL LINING | . | . | TRANSFER DUCT | NO
RECT. DUCT m | 6 | 1.5 | m | 0 | RECT. DUCT | 600X300 | w/ 1” ACOUSTICAL LINING | . | . | TRANSFER DUCT | NO
RECT. DUCT m | 6 | 1.5 | m | 0 | RECT. DUCT | 600X300 | w/ 1” ACOUSTICAL LINING | . | . | TRANSFER DUCT | NO
RECT. DUCT m | 6 | 1.5 | m | 0 | RECT. DUCT | 600X300 | w/ 1” ACOUSTICAL LINING | . | . | TRANSFER DUCT | NO
RECT. DUCT m | 6 | 1.5 | m | 0 | RECT. DUCT | 600X300 | w/ 1” ACOUSTICAL LINING | . | . | TRANSFER DUCT | NO
RECT. DUCT m | 5 | 7.3 | m | 0 | RECT. DUCT | 600X450 | . | . | LOW PRESSURE | VARCF-304/305 | NO
RECT. DUCT m | 5 | 4.9 | m | 0 | RECT. DUCT | 400X400 | . | . | LOW PRESSURE | VARCF-304/305 | NO
RECT. DUCT m | 5 | 0.5 | m | 0 | RECT. DUCT | 676X350 | . | . | . | VARCF-304/305 | NO
RECT. DUCT m | 5 | 0.5 | m | 0 | RECT. DUCT | 676X350 | . | . | . | VARCF-304/305 | NO
RECT. DUCT m | 5 | 0.5 | m | 0 | RECT. DUCT | 676X350 | . | . | . | VARCF-304/305 | NO
RECT. DUCT m | 5 | 0.5 | m | 0 | RECT. DUCT | 676X350 | . | . | . | VARCF-304/305 | NO
RECT. DUCT m | 5 | 0.5 | m | 0 | RECT. DUCT | 676X350 | . | . | . | VARCF-304/305 | NO
RECT. DUCT m | 5 | 0.5 | m | 0 | RECT. DUCT | 1200X450 | . | . | . | VARCF-304/305 | NO
RECT. DUCT m | 5 | 6.9 | m | 0 | RECT. DUCT | 600X450 | . | . | LOW PRESSURE | VARCF-304/305 | NO
RECT. DUCT m | 5 | 5 | m | 0 | RECT. DUCT | 400X400 | . | . | LOW PRESSURE | VARCF-304/305 | NO
RECT. DUCT m | 5 | 6.6 | m | 0 | RECT. DUCT | 900X500 | . | . | . | VARCF-305 | NO
RECT. DUCT m | 5 | 6.5 | m | 0 | RECT. DUCT | 900X500 | . | . | . | VARCF-305 | NO
RECT. DUCT m | 5 | 2.2 | m | 0 | RECT. DUCT | 750X750 | . | . | . | VARCF-305 | NO
RECT. DUCT m | 5 | 2.6 | m | 0 | RECT. DUCT | 750X750 | . | . | . | VARCF-305 | NO
RECT. DUCT m | 5 | 0.9 | m | 0 | RECT. DUCT | 950X350 | w/ 1” ACOUSTICAL LINING | . | LOW PRESSURE | VARCF-304/305 | NO
RECT. DUCT m | 5 | 0.9 | m | 0 | RECT. DUCT | 950X350 | w/ 1” ACOUSTICAL LINING | . | LOW PRESSURE | VARCF-304/305 | NO
RECT. DUCT m | 5 | 0.9 | m | 0 | RECT. DUCT | 950X350 | w/ 1” ACOUSTICAL LINING | . | LOW PRESSURE | VARCF-304/305 | NO
RECT. DUCT m | 19 | 35.8 | m | 0 | RECT. DUCT | 700X300 | . | . | . | VARCF-304 | NO
RECT. DUCT m | 19 | 1.8 | m | 0 | RECT. DUCT | 300X200 | . | . | LOW PRESSURE | VARCF-302/304 | NO
RECT. DUCT m | 19 | 6.2 | m | 0 | RECT. DUCT | 500X200 | . | . | . | VARCF-302 | NO
RECT. DUCT m | 19 | 1.8 | m | 0 | RECT. DUCT | 300X200 | . | . | LOW PRESSURE | VARCF-302/304 | NO
RECT. DUCT m | 19 | 1.8 | m | 0 | RECT. DUCT | 300X200 | . | . | LOW PRESSURE | VARCF-302/304 | NO
RECT. DUCT m | 19 | 1.8 | m | 0 | RECT. DUCT | 300X200 | . | . | . | VARCF-302/304 | NO
RECT. DUCT m | 19 | 1.7 | m | 0 | RECT. DUCT | 300X250 | . | . | LOW PRESSURE | VARCF-302/304 | NO
RECT. DUCT m | 19 | 1.8 | m | 0 | RECT. DUCT | 300X200 | . | . | LOW PRESSURE | VARCF-302/304 | NO
RECT. DUCT m | 19 | 1.8 | m | 0 | RECT. DUCT | 300X200 | . | . | LOW PRESSURE | VARCF-302/304 | NO
RECT. DUCT m | 19 | 1.8 | m | 0 | RECT. DUCT | 300X200 | . | . | LOW PRESSURE | VARCF-302/304 | NO
RECT. DUCT m | 19 | 1.8 | m | 0 | RECT. DUCT | 300X200 | . | . | LOW PRESSURE | VARCF-302/304 | NO
RECT. DUCT m | 19 | 1.7 | m | 0 | RECT. DUCT | 300X200 | . | . | LOW PRESSURE | VARCF-302/304 | NO
RECT. DUCT m | 19 | 1.8 | m | 0 | RECT. DUCT | 300X200 | . | . | LOW PRESSURE | VARCF-302/304 | NO
RECT. DUCT m | 19 | 8.5 | m | 0 | RECT. DUCT | 250X250 | . | . | . | VARCF-302 | NO
RECT. DUCT m | 19 | 1.9 | m | 0 | RECT. DUCT | 300X200 | . | . | LOW PRESSURE | VARCF-302/304 | NO
RECT. DUCT m | 19 | 1.9 | m | 0 | RECT. DUCT | 300X200 | . | . | LOW PRESSURE | VARCF-302/304 | NO
RECT. DUCT m | 19 | 1.9 | m | 0 | RECT. DUCT | 300X200 | . | . | LOW PRESSURE | VARCF-302/304 | NO
RECT. DUCT m | 19 | 1.8 | m | 0 | RECT. DUCT | 300X200 | . | . | LOW PRESSURE | VARCF-302/304 | NO
RECT. DUCT m | 19 | 8.4 | m | 0 | RECT. DUCT | 250X250 | . | . | . | VARCF-302/304 | NO
RECT. DUCT m | 19 | 3.5 | m | 0 | RECT. DUCT | 300X250 | . | . | LOW PRESSURE | VARCF-302/304 | NO
RECT. DUCT m | 19 | 21.2 | m | 0 | RECT. DUCT | 500X300 | . | . | . | VARCF-304 | NO
RECT. DUCT m | 19 | 1.8 | m | 0 | RECT. DUCT | 300X200 | . | . | LOW PRESSURE | VARCF-302/304 | NO
RECT. DUCT m | 19 | 4.5 | m | 0 | RECT. DUCT | 250X150 | . | . | . | VARCF-302/304 | NO
RECT. DUCT m | 19 | 2.2 | m | 0 | RECT. DUCT | 300X200 | . | . | . | VARCF-302 | NO
RECT. DUCT m | 19 | 1.5 | m | 0 | RECT. DUCT | 300X200 | . | . | LOW PRESSURE | VARCF-302/304 | NO
RECT. DUCT m | 19 | 2.6 | m | 0 | RECT. DUCT | 300X200 | . | . | LOW PRESSURE | VARCF-302/304 | NO
RECT. DUCT m | 19 | 2.6 | m | 0 | RECT. DUCT | 300X200 | . | . | LOW PRESSURE | VARCF-302/304 | NO
RECT. DUCT m | 19 | 2.6 | m | 0 | RECT. DUCT | 300X200 | . | . | LOW PRESSURE | VARCF-302/304 | NO
RECT. DUCT m | 19 | 2.6 | m | 0 | RECT. DUCT | 300X200 | . | . | LOW PRESSURE | VARCF-302/304 | NO
RECT. DUCT m | 19 | 2.6 | m | 0 | RECT. DUCT | 300X250 | . | . | LOW PRESSURE | VARCF-302/304 | NO
RECT. DUCT m | 5 | 1.2 | m | 0 | RECT. DUCT | 2850X1400 | . | . | MP | VARC-310-VA-0001 | NO
RECT. DUCT m | 33 | 2.5 | m | 0 | RECT. DUCT | 4002X1422 | w/ 1” ACOUSTICAL LINING | . | . | TRANSFER DUCT | NO
RECT. DUCT m | 19 | 2.5 | m | 0 | RECT. DUCT | 300X250 | . | . | LOW PRESSURE | VARCF-302/304 | NO
RECT. DUCT m | 19 | 2.6 | m | 0 | RECT. DUCT | 300X250 | . | . | LOW PRESSURE | VARCF-302/304 | NO
RECT. DUCT m | 19 | 24.9 | m | 0 | RECT. DUCT | 700X350 | . | . | . | VARCF-304 | NO
RECT. DUCT m | 19 | 4.2 | m | 0 | RECT. DUCT | 900X400 | . | . | . | VARCF-304 | NO
RECT. DUCT m | 19 | 13.8 | m | 0 | RECT. DUCT | 550X250 | . | . | . | VARCF-304 | NO
RECT. DUCT m | 19 | 6.3 | m | 0 | RECT. DUCT | 250X250 | . | . | . | VARCF-304 | NO
RECT. DUCT m | 19 | 3.7 | m | 0 | RECT. DUCT | 350X300 | . | . | LOW PRESSURE | VARCF-302/304 | NO
RECT. DUCT m | 19 | 1.6 | m | 0 | RECT. DUCT | 300X250 | . | . | LOW PRESSURE | VARCF-302/304 | NO
RECT. DUCT m | 19 | 10 | m | 0 | RECT. DUCT | 1550X500 | . | 6-SS-16 | . | VARCF-303 | NO
RECT. DUCT m | 19 | 2.1 | m | 0 | RECT. DUCT | 300X250 | . | . | LOW PRESSURE | VARCF-302/304 | NO
RECT. DUCT m | 19 | 5 | m | 0 | RECT. DUCT | 250X250 | . | . | . | VARCF-302 | NO
RECT. DUCT m | 19 | 5.1 | m | 0 | RECT. DUCT | 250X250 | . | . | . | VARCF-304 | NO
RECT. DUCT m | 19 | 1.9 | m | 0 | RECT. DUCT | 300X200 | . | . | LOW PRESSURE | VARCF-302/304 | NO
RECT. DUCT m | 19 | 3.6 | m | 0 | RECT. DUCT | 250X250 | . | . | . | VACF-301 | NO
RECT. DUCT m | 19 | 0.5 | m | 0 | RECT. DUCT | 200X200 | . | . | . | VACF-301 | NO
RECT. DUCT m | 19 | 0.5 | m | 0 | RECT. DUCT | 200X200 | . | . | . | VACF-301 | NO
RECT. DUCT m | 19 | 1.2 | m | 0 | RECT. DUCT | 300X300 | . | . | . | VACF-301 | NO
RECT. DUCT m | 19 | 2.2 | m | 0 | RECT. DUCT | 400X375 | . | . | LOW PRESSURE | VACF-301 | NO
RECT. DUCT m | 19 | 1.1 | m | 0 | RECT. DUCT | 200X200 | . | . | . | VACF-301 | NO
RECT. DUCT m | 19 | 0.9 | m | 0 | RECT. DUCT | 300X300 | . | . | . | VACF-301 | NO
RECT. DUCT m | 19 | 0.2 | m | 0 | RECT. DUCT | 200X200 | . | . | . | VACF-301 | NO
RECT. DUCT m | 19 | 3.8 | m | 0 | RECT. DUCT | 250X250 | . | . | . | VACF-301 | NO
RECT. DUCT m | 19 | 4.4 | m | 0 | RECT. DUCT | 200X200 | . | . | . | VACF-301 | NO
RECT. DUCT m | 19 | 2.6 | m | 0 | RECT. DUCT | 1000X550 | . | 6-SS-16 | . | VARCF-303 | NO
RECT. DUCT m | 19 | 2.4 | m | 0 | RECT. DUCT | 300X200 | . | . | LOW PRESSURE | VARCF-302/304 | NO
RECT. DUCT m | 19 | 5.8 | m | 0 | RECT. DUCT | 250X250 | . | . | . | VARCF-304 | NO
RECT. DUCT m | 19 | 1.7 | m | 0 | RECT. DUCT | 350X250 | . | . | . | VARCF-302 | NO
RECT. DUCT m | 19 | 2.1 | m | 0 | RECT. DUCT | 300X250 | . | . | LOW PRESSURE | VARCF-302/304 | NO
RECT. DUCT m | 19 | 7.5 | m | 0 | RECT. DUCT | 500X300 | . | . | . | VARCF-302 | NO
RECT. DUCT m | 19 | 2.2 | m | 0 | RECT. DUCT | 300X250 | . | . | LOW PRESSURE | VARCF-302/304 | NO
RECT. DUCT m | 19 | 3.4 | m | 0 | RECT. DUCT | 250X200 | . | . | . | VARCF-302 | NO
RECT. DUCT m | 19 | 8.5 | m | 0 | RECT. DUCT | 250X250 | . | . | . | VARCF-304 | NO
RECT. DUCT m | 19 | 1.9 | m | 0 | RECT. DUCT | 300X250 | . | . | LOW PRESSURE | VARCF-302/304 | NO
RECT. DUCT m | 19 | 1.9 | m | 0 | RECT. DUCT | 300X250 | . | . | LOW PRESSURE | VARCF-302/304 | NO
RECT. DUCT m | 19 | 2 | m | 0 | RECT. DUCT | 300X250 | . | . | LOW PRESSURE | VARCF-302/304 | NO
RECT. DUCT m | 19 | 2.1 | m | 0 | RECT. DUCT | 300X250 | . | . | LOW PRESSURE | VARCF-302/304 | NO
RECT. DUCT m | 19 | 2.5 | m | 0 | RECT. DUCT | 300X250 | . | . | LOW PRESSURE | VARCF-302/304 | NO
RECT. DUCT m | 19 | 3.2 | m | 0 | RECT. DUCT | 200X200 | . | . | . | VARCF-302 | NO
RECT. DUCT m | 19 | 2.9 | m | 0 | RECT. DUCT | 200X200 | . | . | . | VARCF-304 | NO
RECT. DUCT m | 19 | 2.8 | m | 0 | RECT. DUCT | 200X200 | . | . | . | VARCF-304 | NO
RECT. DUCT m | 19 | 3.2 | m | 0 | RECT. DUCT | 200X200 | . | . | . | VARCF-302 | NO
RECT. DUCT m | 19 | 2.5 | m | 0 | RECT. DUCT | 250X250 | . | . | . | VARCF-304 | NO
RECT. DUCT m | 19 | 3.2 | m | 0 | RECT. DUCT | 250X250 | . | . | . | VARCF-302 | NO
RECT. DUCT m | 19 | 1.6 | m | 0 | RECT. DUCT | 350X300 | . | . | LOW PRESSURE | VARCF-302/304 | NO
RECT. DUCT m | 19 | 2.3 | m | 0 | RECT. DUCT | 300X250 | . | . | LOW PRESSURE | VARCF-302/304 | NO
RECT. DUCT m | 19 | 4.8 | m | 0 | RECT. DUCT | 1750X400 | . | 6-SS-16 | . | VARCF-303 | NO
RECT. DUCT m | 19 | 3.2 | m | 0 | RECT. DUCT | 1400X500 | . | 6-SS-16 | . | VARCF-303 | NO
RECT. DUCT m | 19 | 1.4 | m | 0 | RECT. DUCT | 550X300 | w/ 1” ACOUSTICAL LINING | . | . | TRANSFER DUCT | NO
RECT. DUCT m | 19 | 1.3 | m | 0 | RECT. DUCT | 450X200 | w/ 1” ACOUSTICAL LINING | . | . | TRANSFER DUCT | NO
RECT. DUCT m | 19 | 1.5 | m | 0 | RECT. DUCT | 550X300 | w/ 1” ACOUSTICAL LINING | . | . | TRANSFER DUCT | NO
RECT. DUCT m | 19 | 1.5 | m | 0 | RECT. DUCT | 500X250 | w/ 1” ACOUSTICAL LINING | . | . | TRANSFER DUCT | NO
RECT. DUCT m | 19 | 0.4 | m | 0 | RECT. DUCT | 350X200 | w/ 1” ACOUSTICAL LINING | . | . | TRANSFER DUCT | NO
RECT. DUCT m | 19 | 0.4 | m | 0 | RECT. DUCT | 400X350 | w/ 1” ACOUSTICAL LINING | . | . | TRANSFER DUCT | NO
RECT. DUCT m | 19 | 0.4 | m | 0 | RECT. DUCT | 400X350 | w/ 1” ACOUSTICAL LINING | . | . | TRANSFER DUCT | NO
RECT. DUCT m | 19 | 0.3 | m | 0 | RECT. DUCT | 350X200 | w/ 1” ACOUSTICAL LINING | . | . | TRANSFER DUCT | NO
RECT. DUCT m | 19 | 0.4 | m | 0 | RECT. DUCT | 350X200 | w/ 1” ACOUSTICAL LINING | . | . | TRANSFER DUCT | NO
RECT. DUCT m | 19 | 0.4 | m | 0 | RECT. DUCT | 350X200 | w/ 1” ACOUSTICAL LINING | . | . | TRANSFER DUCT | NO
RECT. DUCT m | 19 | 0.4 | m | 0 | RECT. DUCT | 350X200 | w/ 1” ACOUSTICAL LINING | . | . | TRANSFER DUCT | NO
RECT. DUCT m | 19 | 0.4 | m | 0 | RECT. DUCT | 350X200 | w/ 1” ACOUSTICAL LINING | . | . | TRANSFER DUCT | NO
RECT. DUCT m | 19 | 0.4 | m | 0 | RECT. DUCT | 350X200 | w/ 1” ACOUSTICAL LINING | . | . | TRANSFER DUCT | NO
RECT. DUCT m | 19 | 1.5 | m | 0 | RECT. DUCT | 500X250 | w/ 1” ACOUSTICAL LINING | . | . | TRANSFER DUCT | NO
RECT. DUCT m | 19 | 1.5 | m | 0 | RECT. DUCT | 500X250 | w/ 1” ACOUSTICAL LINING | . | . | TRANSFER DUCT | NO
RECT. DUCT m | 19 | 1.5 | m | 0 | RECT. DUCT | 500X250 | w/ 1” ACOUSTICAL LINING | . | . | TRANSFER DUCT | NO
RECT. DUCT m | 19 | 1.5 | m | 0 | RECT. DUCT | 600X300 | w/ 1” ACOUSTICAL LINING | . | . | TRANSFER DUCT | NO
RECT. DUCT m | 19 | 1.5 | m | 0 | RECT. DUCT | 500X250 | w/ 1” ACOUSTICAL LINING | . | . | TRANSFER DUCT | NO
RECT. DUCT m | 19 | 1.5 | m | 0 | RECT. DUCT | 500X250 | w/ 1” ACOUSTICAL LINING | . | . | TRANSFER DUCT | NO
RECT. DUCT m | 19 | 1.5 | m | 0 | RECT. DUCT | 500X250 | w/ 1” ACOUSTICAL LINING | . | . | TRANSFER DUCT | NO
RECT. DUCT m | 19 | 0.4 | m | 0 | RECT. DUCT | 350X200 | w/ 1” ACOUSTICAL LINING | . | . | TRANSFER DUCT | NO
RECT. DUCT m | 19 | 0.4 | m | 0 | RECT. DUCT | 350X200 | w/ 1” ACOUSTICAL LINING | . | . | TRANSFER DUCT | NO
RECT. DUCT m | 19 | 0.4 | m | 0 | RECT. DUCT | 350X200 | w/ 1” ACOUSTICAL LINING | . | . | TRANSFER DUCT | NO
RECT. DUCT m | 19 | 0.4 | m | 0 | RECT. DUCT | 350X200 | w/ 1” ACOUSTICAL LINING | . | . | TRANSFER DUCT | NO
RECT. DUCT m | 19 | 0.4 | m | 0 | RECT. DUCT | 350X200 | w/ 1” ACOUSTICAL LINING | . | . | TRANSFER DUCT | NO
RECT. DUCT m | 19 | 0.4 | m | 0 | RECT. DUCT | 350X200 | w/ 1” ACOUSTICAL LINING | . | . | TRANSFER DUCT | NO
RECT. DUCT m | 19 | 0.4 | m | 0 | RECT. DUCT | 350X200 | w/ 1” ACOUSTICAL LINING | . | . | TRANSFER DUCT | NO
RECT. DUCT m | 19 | 0.4 | m | 0 | RECT. DUCT | 350X200 | w/ 1” ACOUSTICAL LINING | . | . | TRANSFER DUCT | NO
RECT. DUCT m | 19 | 0.4 | m | 0 | RECT. DUCT | 350X200 | w/ 1” ACOUSTICAL LINING | . | . | TRANSFER DUCT | NO
RECT. DUCT m | 19 | 0.4 | m | 0 | RECT. DUCT | 350X200 | w/ 1” ACOUSTICAL LINING | . | . | TRANSFER DUCT | NO
RECT. DUCT m | 19 | 0.4 | m | 0 | RECT. DUCT | 400X350 | w/ 1” ACOUSTICAL LINING | . | . | TRANSFER DUCT | NO
RECT. DUCT m | 19 | 0.4 | m | 0 | RECT. DUCT | 350X200 | w/ 1” ACOUSTICAL LINING | . | . | TRANSFER DUCT | NO
RECT. DUCT m | 19 | 0.4 | m | 0 | RECT. DUCT | 350X200 | w/ 1” ACOUSTICAL LINING | . | . | TRANSFER DUCT | NO
RECT. DUCT m | 19 | 0.4 | m | 0 | RECT. DUCT | 350X200 | w/ 1” ACOUSTICAL LINING | . | . | TRANSFER DUCT | NO
RECT. DUCT m | 19 | 1.5 | m | 0 | RECT. DUCT | 600X300 | w/ 1” ACOUSTICAL LINING | . | . | TRANSFER DUCT | NO
RECT. DUCT m | 19 | 1.5 | m | 0 | RECT. DUCT | 500X250 | w/ 1” ACOUSTICAL LINING | . | . | TRANSFER DUCT | NO
RECT. DUCT m | 19 | 0.4 | m | 0 | RECT. DUCT | 350X200 | w/ 1” ACOUSTICAL LINING | . | . | TRANSFER DUCT | NO
RECT. DUCT m | 19 | 1.5 | m | 0 | RECT. DUCT | 500X250 | w/ 1” ACOUSTICAL LINING | . | . | TRANSFER DUCT | NO
RECT. DUCT m | 19 | 1.5 | m | 0 | RECT. DUCT | 500X250 | w/ 1” ACOUSTICAL LINING | . | . | TRANSFER DUCT | NO
RECT. DUCT m | 19 | 1.5 | m | 0 | RECT. DUCT | 500X250 | w/ 1” ACOUSTICAL LINING | . | . | TRANSFER DUCT | NO
RECT. DUCT m | 19 | 1.5 | m | 0 | RECT. DUCT | 500X250 | w/ 1” ACOUSTICAL LINING | . | . | TRANSFER DUCT | NO
RECT. DUCT m | 18 | 2.4 | m | 0 | RECT. DUCT | 300X250 | . | . | LOW PRESSURE | VARCF-304/305 | NO
RECT. DUCT m | 18 | 15.4 | m | 0 | RECT. DUCT | 700X400 | . | . | . | VARCF-305 | NO
RECT. DUCT m | 18 | 26 | m | 0 | RECT. DUCT | 750X400 | . | . | . | VARCF-305 | NO
RECT. DUCT m | 18 | 13 | m | 0 | RECT. DUCT | 850X850 | . | . | . | VARCF-305 | NO
RECT. DUCT m | 18 | 1.7 | m | 0 | RECT. DUCT | 300X200 | . | . | LOW PRESSURE | VARCF-304/305 | NO
RECT. DUCT m | 18 | 1.7 | m | 0 | RECT. DUCT | 300X200 | . | . | LOW PRESSURE | VARCF-304/305 | NO
RECT. DUCT m | 18 | 1.7 | m | 0 | RECT. DUCT | 300X200 | . | . | LOW PRESSURE | VARCF-304/305 | NO
RECT. DUCT m | 18 | 1.7 | m | 0 | RECT. DUCT | 300X200 | . | . | LOW PRESSURE | VARCF-304/305 | NO
RECT. DUCT m | 18 | 1.7 | m | 0 | RECT. DUCT | 300X200 | . | . | LOW PRESSURE | VARCF-304/305 | NO
RECT. DUCT m | 18 | 1.8 | m | 0 | RECT. DUCT | 300X200 | . | . | LOW PRESSURE | VARCF-304/305 | NO
RECT. DUCT m | 18 | 2.5 | m | 0 | RECT. DUCT | 300X250 | . | . | LOW PRESSURE | VARCF-304/305 | NO
RECT. DUCT m | 18 | 3.2 | m | 0 | RECT. DUCT | 200X200 | . | . | . | VARCF-304 | NO
RECT. DUCT m | 18 | 13.5 | m | 0 | RECT. DUCT | 450X350 | . | . | . | VARCF-305 | NO
RECT. DUCT m | 18 | 1.8 | m | 0 | RECT. DUCT | 300X250 | . | . | . | VARCF-305 | NO
RECT. DUCT m | 18 | 5.3 | m | 0 | RECT. DUCT | 300X250 | . | . | LOW PRESSURE | VARCF-304/305 | NO
RECT. DUCT m | 18 | 4 | m | 0 | RECT. DUCT | 200X200 | . | . | . | VARCF-304 | NO
RECT. DUCT m | 18 | 12.3 | m | 0 | RECT. DUCT | 550X400 | . | . | . | VARCF-304 | NO
RECT. DUCT m | 18 | 7.9 | m | 0 | RECT. DUCT | 500X400 | . | . | . | VARCF-304 | NO
RECT. DUCT m | 18 | 10.1 | m | 0 | RECT. DUCT | 400X350 | . | . | . | VARCF-304 | NO
RECT. DUCT m | 18 | 25.4 | m | 0 | RECT. DUCT | 400X300 | . | . | . | VARCF-304 | NO
RECT. DUCT m | 18 | 4.8 | m | 0 | RECT. DUCT | 300X250 | . | . | LOW PRESSURE | VARCF-304/305 | NO
RECT. DUCT m | 18 | 13.2 | m | 0 | RECT. DUCT | 250X150 | . | . | . | VARCF-304/305 | NO
RECT. DUCT m | 18 | 2.3 | m | 0 | RECT. DUCT | 300X200 | . | . | LOW PRESSURE | VARCF-304/305 | NO
RECT. DUCT m | 18 | 2.7 | m | 0 | RECT. DUCT | 300X200 | . | . | LOW PRESSURE | VARCF-304/305 | NO
RECT. DUCT m | 18 | 1.7 | m | 0 | RECT. DUCT | 300X200 | . | . | LOW PRESSURE | VARCF-304/305 | NO
RECT. DUCT m | 18 | 1.7 | m | 0 | RECT. DUCT | 300X200 | . | . | LOW PRESSURE | VARCF-304/305 | NO
RECT. DUCT m | 18 | 2.6 | m | 0 | RECT. DUCT | 300X200 | . | . | . | VARCF-304/305 | NO
RECT. DUCT m | 18 | 1.6 | m | 0 | RECT. DUCT | 300X200 | . | . | . | VARCF-304 | NO
RECT. DUCT m | 18 | 1.7 | m | 0 | RECT. DUCT | 300X200 | . | . | LOW PRESSURE | VARCF-304/305 | NO
RECT. DUCT m | 18 | 1.8 | m | 0 | RECT. DUCT | 300X200 | . | . | LOW PRESSURE | VARCF-304/305 | NO
RECT. DUCT m | 18 | 1.8 | m | 0 | RECT. DUCT | 300X200 | . | . | LOW PRESSURE | VARCF-304/305 | NO
RECT. DUCT m | 18 | 1.8 | m | 0 | RECT. DUCT | 300X200 | . | . | LOW PRESSURE | VARCF-304/305 | NO
RECT. DUCT m | 18 | 1.8 | m | 0 | RECT. DUCT | 300X200 | . | . | LOW PRESSURE | VARCF-304/305 | NO
RECT. DUCT m | 18 | 1.8 | m | 0 | RECT. DUCT | 300X200 | . | . | LOW PRESSURE | VARCF-304/305 | NO
RECT. DUCT m | 18 | 1.6 | m | 0 | RECT. DUCT | 300X250 | . | . | LOW PRESSURE | VARCF-304/305 | NO
RECT. DUCT m | 18 | 5.7 | m | 0 | RECT. DUCT | 1150X450 | . | . | . | VARCF-305 | NO
RECT. DUCT m | 18 | 2.6 | m | 0 | RECT. DUCT | 300X250 | . | . | LOW PRESSURE | VARCF-304/305 | NO
RECT. DUCT m | 18 | 12.8 | m | 0 | RECT. DUCT | 600X250 | . | . | . | VARCF-305 | NO
RECT. DUCT m | 18 | 11.8 | m | 0 | RECT. DUCT | 1000X350 | . | . | . | VARCF-305 | NO
RECT. DUCT m | 18 | 6.1 | m | 0 | RECT. DUCT | 700X300 | . | . | . | VARCF-305 | NO
RECT. DUCT m | 18 | 5.4 | m | 0 | RECT. DUCT | 500X250 | . | . | . | VARCF-305 | NO
RECT. DUCT m | 18 | 2.8 | m | 0 | RECT. DUCT | 450X350 | . | . | . | VARCF-305 | NO
RECT. DUCT m | 18 | 3.6 | m | 0 | RECT. DUCT | 600X250 | . | . | . | VARCF-305 | NO
RECT. DUCT m | 18 | 1.6 | m | 0 | RECT. DUCT | 300X250 | . | . | . | VARCF-305 | NO
RECT. DUCT m | 18 | 1.2 | m | 0 | RECT. DUCT | 300X250 | . | . | LOW PRESSURE | VARCF-304/305 | NO
RECT. DUCT m | 18 | 3.5 | m | 0 | RECT. DUCT | 250X200 | . | . | . | VARCF-304 | NO
RECT. DUCT m | 18 | 1.8 | m | 0 | RECT. DUCT | 300X250 | . | . | LOW PRESSURE | VARCF-304/305 | NO
RECT. DUCT m | 18 | 1.8 | m | 0 | RECT. DUCT | 300X300 | . | . | LOW PRESSURE | VARCF-304/305 | NO
RECT. DUCT m | 18 | 1.8 | m | 0 | RECT. DUCT | 300X300 | . | . | LOW PRESSURE | VARCF-304/305 | NO
RECT. DUCT m | 18 | 5.6 | m | 0 | RECT. DUCT | 300X250 | . | . | . | VARCF-304 | NO
RECT. DUCT m | 18 | 9.5 | m | 0 | RECT. DUCT | 400X300 | . | . | . | VARCF-304 | NO
RECT. DUCT m | 18 | 2.8 | m | 0 | RECT. DUCT | 250X200 | . | . | . | VARCF-304 | NO
RECT. DUCT m | 18 | 1.1 | m | 0 | RECT. DUCT | 200X200 | . | . | . | VARCF-304/305 | NO
RECT. DUCT m | 18 | 1.5 | m | 0 | RECT. DUCT | 200X200 | . | . | . | VARCF-304/305 | NO
RECT. DUCT m | 18 | 1.7 | m | 0 | RECT. DUCT | 300X200 | . | . | LOW PRESSURE | VARCF-304/305 | NO
RECT. DUCT m | 18 | 1.7 | m | 0 | RECT. DUCT | 350X300 | . | . | LOW PRESSURE | VARCF-304/305 | NO
RECT. DUCT m | 18 | 1.4 | m | 0 | RECT. DUCT | 300X200 | . | . | . | VARCF-304/305 | NO
RECT. DUCT m | 18 | 1.8 | m | 0 | RECT. DUCT | 300X200 | . | . | . | VARCF-304/305 | NO
RECT. DUCT m | 18 | 2.6 | m | 0 | RECT. DUCT | 300X200 | . | . | LOW PRESSURE | VARCF-304/305 | NO
RECT. DUCT m | 18 | 9 | m | 0 | RECT. DUCT | 550X300 | . | . | . | VARCF-304 | NO
RECT. DUCT m | 18 | 2.6 | m | 0 | RECT. DUCT | 350X300 | . | . | LOW PRESSURE | VARCF-304/305 | NO
RECT. DUCT m | 18 | 4.5 | m | 0 | RECT. DUCT | 300X250 | . | . | LOW PRESSURE | VARCF-304/305 | NO
RECT. DUCT m | 18 | 6.8 | m | 0 | RECT. DUCT | 350X300 | . | . | . | VARCF-305 | NO
RECT. DUCT m | 18 | 4.3 | m | 0 | RECT. DUCT | 250X250 | . | . | . | VARCF-304 | NO
RECT. DUCT m | 18 | 5 | m | 0 | RECT. DUCT | 250X250 | . | . | . | VARCF-305 | NO
RECT. DUCT m | 18 | 3.2 | m | 0 | RECT. DUCT | 300X200 | . | . | LOW PRESSURE | VARCF-304/305 | NO
RECT. DUCT m | 18 | 1.8 | m | 0 | RECT. DUCT | 300X200 | . | . | LOW PRESSURE | VARCF-304/305 | NO
RECT. DUCT m | 18 | 9.7 | m | 0 | RECT. DUCT | 200X200 | . | 6-SS-16 | . | VE-314-VE-0001 | NO
RECT. DUCT m | 18 | 1.3 | m | 0 | RECT. DUCT | 250X200 | . | 6-SS-16 | . | VE-314-VE-0001 | NO
RECT. DUCT m | 18 | 3 | m | 0 | RECT. DUCT | 200X150 | . | 6-SS-16 | . | VE-314-VE-0001 | NO
RECT. DUCT m | 18 | 1.8 | m | 0 | RECT. DUCT | 250X200 | . | 6-SS-16 | . | VE-314-VE-0001 | NO
RECT. DUCT m | 18 | 6 | m | 0 | RECT. DUCT | 700X400 | . | . | . | VARCF-304 | NO
RECT. DUCT m | 18 | 6.4 | m | 0 | RECT. DUCT | 350X250 | . | . | LOW PRESSURE | VARCF-304/305 | NO
RECT. DUCT m | 18 | 2.1 | m | 0 | RECT. DUCT | 350X300 | . | . | . | VARCF-304 | NO
RECT. DUCT m | 18 | 1.4 | m | 0 | RECT. DUCT | 350X300 | . | . | LOW PRESSURE | VARCF-304/305 | NO
RECT. DUCT m | 18 | 2 | m | 0 | RECT. DUCT | 300X200 | . | . | . | VARCF-304/305 | NO
RECT. DUCT m | 18 | 2.1 | m | 0 | RECT. DUCT | 300X200 | . | . | . | VARCF-304/305 | NO
RECT. DUCT m | 18 | 2.2 | m | 0 | RECT. DUCT | 1500X800 | . | 6-SS-16 | . | VARCF-303 | NO
RECT. DUCT m | 18 | 4.9 | m | 0 | RECT. DUCT | 1000X750 | . | 6-SS-16 | . | VARCF-303 | NO
RECT. DUCT m | 18 | 2.2 | m | 0 | RECT. DUCT | 1200X650 | . | 6-SS-16 | . | VARCF-303 | NO
RECT. DUCT m | 18 | 6.4 | m | 0 | RECT. DUCT | 1200X500 | . | 6-SS-16 | . | VARCF-303 | NO
RECT. DUCT m | 18 | 0.3 | m | 0 | RECT. DUCT | 350X350 | . | . | BP | VA-333-VA-0001 | NO
RECT. DUCT m | 18 | 0.7 | m | 0 | RECT. DUCT | 250X100 | . | . | LOW PRESSURE | VFC-343 | NO
RECT. DUCT m | 18 | 0.7 | m | 0 | RECT. DUCT | 325X125 | . | . | LOW PRESSURE | VFC-343 | NO
RECT. DUCT m | 18 | 0.7 | m | 0 | RECT. DUCT | 325X125 | . | . | LOW PRESSURE | VFC-343 | NO
RECT. DUCT m | 18 | 0.7 | m | 0 | RECT. DUCT | 325X125 | . | . | LOW PRESSURE | VFC-343 | NO
RECT. DUCT m | 18 | 0.7 | m | 0 | RECT. DUCT | 325X125 | . | . | LOW PRESSURE | VFC-343 | NO
RECT. DUCT m | 18 | 5.4 | m | 0 | RECT. DUCT | 450X250 | . | . | LOW PRESSURE | VFC-343 | NO
RECT. DUCT m | 18 | 10.6 | m | 0 | RECT. DUCT | 650X300 | . | . | LOW PRESSURE | VFC-343 | NO
RECT. DUCT m | 18 | 2.5 | m | 0 | RECT. DUCT | 900X500 | . | 6-SS-16 | LOW PRESSURE | VARCF-304/305 | NO
RECT. DUCT m | 18 | 4.5 | m | 0 | RECT. DUCT | 300X200 | . | . | LOW PRESSURE | VARCF-304/305 | NO
RECT. DUCT m | 18 | 0.8 | m | 0 | RECT. DUCT | 350X300 | . | . | BP | VA-332-VA-0001 | NO
RECT. DUCT m | 18 | 1.6 | m | 0 | RECT. DUCT | 300X250 | . | . | LOW PRESSURE | VARCF-304/305 | NO
RECT. DUCT m | 18 | 2.6 | m | 0 | RECT. DUCT | 300X250 | . | . | LOW PRESSURE | VARCF-304/305 | NO
RECT. DUCT m | 18 | 3.7 | m | 0 | RECT. DUCT | 600X350 | w/ 1” ACOUSTICAL LINING | . | . | TRANSFER DUCT | NO
RECT. DUCT m | 18 | 0.1 | m | 0 | RECT. DUCT | 650X250 | . | . | . | VARCF-303 | NO
RECT. DUCT m | 18 | 0.2 | m | 0 | RECT. DUCT | 350X300 | . | . | BP | VA-334-VA-0001 | NO
RECT. DUCT m | 18 | 0.2 | m | 0 | RECT. DUCT | 250X100 | w/ 1” ACOUSTICAL LINING | 6-SS-16 | . | TRANSFER DUCT | NO
RECT. DUCT m | 18 | 0.2 | m | 0 | RECT. DUCT | 250X100 | w/ 1” ACOUSTICAL LINING | 6-SS-16 | . | TRANSFER DUCT | NO
RECT. DUCT m | 18 | 1.7 | m | 0 | RECT. DUCT | 350X300 | . | . | LOW PRESSURE | VARCF-302/304 | NO
RECT. DUCT m | 18 | 2.4 | m | 0 | RECT. DUCT | 300X200 | . | . | LOW PRESSURE | VARCF-302/304 | NO
RECT. DUCT m | 18 | 4.7 | m | 0 | RECT. DUCT | 300X300 | . | . | . | VARCF-304 | NO
RECT. DUCT m | 18 | 0.4 | m | 0 | RECT. DUCT | 400X350 | w/ 1” ACOUSTICAL LINING | . | . | TRANSFER DUCT | NO
RECT. DUCT m | 18 | 0.4 | m | 0 | RECT. DUCT | 350X200 | w/ 1” ACOUSTICAL LINING | . | . | TRANSFER DUCT | NO
RECT. DUCT m | 18 | 0.4 | m | 0 | RECT. DUCT | 350X200 | w/ 1” ACOUSTICAL LINING | . | . | TRANSFER DUCT | NO
RECT. DUCT m | 18 | 0.4 | m | 0 | RECT. DUCT | 350X200 | w/ 1” ACOUSTICAL LINING | . | . | TRANSFER DUCT | NO
RECT. DUCT m | 18 | 0.4 | m | 0 | RECT. DUCT | 350X200 | w/ 1” ACOUSTICAL LINING | . | . | TRANSFER DUCT | NO
RECT. DUCT m | 18 | 0.4 | m | 0 | RECT. DUCT | 350X200 | w/ 1” ACOUSTICAL LINING | . | . | TRANSFER DUCT | NO
RECT. DUCT m | 18 | 0.4 | m | 0 | RECT. DUCT | 350X200 | w/ 1” ACOUSTICAL LINING | . | . | TRANSFER DUCT | NO
RECT. DUCT m | 18 | 1.5 | m | 0 | RECT. DUCT | 600X300 | w/ 1” ACOUSTICAL LINING | . | . | TRANSFER DUCT | NO
RECT. DUCT m | 18 | 1.5 | m | 0 | RECT. DUCT | 500X250 | w/ 1” ACOUSTICAL LINING | . | . | TRANSFER DUCT | NO
RECT. DUCT m | 18 | 1.5 | m | 0 | RECT. DUCT | 900X300 | w/ 1” ACOUSTICAL LINING | . | . | TRANSFER DUCT | NO
RECT. DUCT m | 18 | 1.5 | m | 0 | RECT. DUCT | 600X300 | w/ 1” ACOUSTICAL LINING | . | . | TRANSFER DUCT | NO
RECT. DUCT m | 18 | 1.5 | m | 0 | RECT. DUCT | 900X300 | w/ 1” ACOUSTICAL LINING | . | . | TRANSFER DUCT | NO
RECT. DUCT m | 18 | 1.5 | m | 0 | RECT. DUCT | 500X250 | w/ 1” ACOUSTICAL LINING | . | . | TRANSFER DUCT | NO
RECT. DUCT m | 18 | 1.5 | m | 0 | RECT. DUCT | 500X250 | w/ 1” ACOUSTICAL LINING | . | . | TRANSFER DUCT | NO
RECT. DUCT m | 18 | 0.4 | m | 0 | RECT. DUCT | 350X200 | w/ 1” ACOUSTICAL LINING | . | . | TRANSFER DUCT | NO
RECT. DUCT m | 18 | 0.4 | m | 0 | RECT. DUCT | 350X200 | w/ 1” ACOUSTICAL LINING | . | . | TRANSFER DUCT | NO
RECT. DUCT m | 18 | 0.4 | m | 0 | RECT. DUCT | 350X200 | w/ 1” ACOUSTICAL LINING | . | . | TRANSFER DUCT | NO
RECT. DUCT m | 18 | 0.4 | m | 0 | RECT. DUCT | 350X200 | w/ 1” ACOUSTICAL LINING | . | . | TRANSFER DUCT | NO
RECT. DUCT m | 18 | 0.4 | m | 0 | RECT. DUCT | 350X200 | w/ 1” ACOUSTICAL LINING | . | . | TRANSFER DUCT | NO
RECT. DUCT m | 18 | 0.4 | m | 0 | RECT. DUCT | 350X200 | w/ 1” ACOUSTICAL LINING | . | . | TRANSFER DUCT | NO
RECT. DUCT m | 18 | 0.4 | m | 0 | RECT. DUCT | 400X350 | w/ 1” ACOUSTICAL LINING | . | . | TRANSFER DUCT | NO
RECT. DUCT m | 18 | 0.4 | m | 0 | RECT. DUCT | 400X350 | w/ 1” ACOUSTICAL LINING | . | . | TRANSFER DUCT | NO
RECT. DUCT m | 18 | 1.5 | m | 0 | RECT. DUCT | 500X250 | w/ 1” ACOUSTICAL LINING | . | . | TRANSFER DUCT | NO
RECT. DUCT m | 18 | 1.5 | m | 0 | RECT. DUCT | 500X250 | w/ 1” ACOUSTICAL LINING | . | . | TRANSFER DUCT | NO
RECT. DUCT m | 18 | 1.5 | m | 0 | RECT. DUCT | 500X250 | w/ 1” ACOUSTICAL LINING | . | . | TRANSFER DUCT | NO
RECT. DUCT m | 18 | 0.4 | m | 0 | RECT. DUCT | 350X200 | w/ 1” ACOUSTICAL LINING | . | . | TRANSFER DUCT | NO
RECT. DUCT m | 18 | 0.4 | m | 0 | RECT. DUCT | 350X200 | w/ 1” ACOUSTICAL LINING | . | . | TRANSFER DUCT | NO
RECT. DUCT m | 18 | 0.4 | m | 0 | RECT. DUCT | 350X200 | w/ 1” ACOUSTICAL LINING | . | . | TRANSFER DUCT | NO
RECT. DUCT m | 18 | 1.5 | m | 0 | RECT. DUCT | 500X250 | w/ 1” ACOUSTICAL LINING | . | . | TRANSFER DUCT | NO
RECT. DUCT m | 18 | 1.5 | m | 0 | RECT. DUCT | 500X250 | w/ 1” ACOUSTICAL LINING | . | . | TRANSFER DUCT | NO
RECT. DUCT m | 18 | 1.5 | m | 0 | RECT. DUCT | 500X250 | w/ 1” ACOUSTICAL LINING | . | . | TRANSFER DUCT | NO
RECT. DUCT m | 18 | 1.5 | m | 0 | RECT. DUCT | 900X300 | w/ 1” ACOUSTICAL LINING | . | . | TRANSFER DUCT | NO
RECT. DUCT m | 18 | 1.5 | m | 0 | RECT. DUCT | 600X300 | w/ 1” ACOUSTICAL LINING | . | . | TRANSFER DUCT | NO
RECT. DUCT m | 18 | 1.5 | m | 0 | RECT. DUCT | 650X350 | w/ 1” ACOUSTICAL LINING | . | . | TRANSFER DUCT | NO
RECT. DUCT m | 18 | 0.4 | m | 0 | RECT. DUCT | 350X200 | w/ 1” ACOUSTICAL LINING | . | . | TRANSFER DUCT | NO
RECT. DUCT m | 18 | 0.4 | m | 0 | RECT. DUCT | 400X350 | w/ 1” ACOUSTICAL LINING | . | . | TRANSFER DUCT | NO
RECT. DUCT m | 18 | 1.5 | m | 0 | RECT. DUCT | 500X250 | w/ 1” ACOUSTICAL LINING | . | . | TRANSFER DUCT | NO
RECT. DUCT m | 18 | 1.5 | m | 0 | RECT. DUCT | 500X250 | w/ 1” ACOUSTICAL LINING | . | . | TRANSFER DUCT | NO
RECT. DUCT m | 2 | 1.6 | m | 0 | RECT. DUCT | 950X350 | w/ 1” ACOUSTICAL LINING | . | . | TRANSFER DUCT | NO
RECT. DUCT m | 2 | 1.5 | m | 0 | RECT. DUCT | 950X350 | w/ 1” ACOUSTICAL LINING | . | . | TRANSFER DUCT | NO
RECT. DUCT m | 2 | 1.6 | m | 0 | RECT. DUCT | 950X350 | w/ 1” ACOUSTICAL LINING | . | . | TRANSFER DUCT | NO
RECT. DUCT m | 2 | 1.6 | m | 0 | RECT. DUCT | 950X350 | w/ 1” ACOUSTICAL LINING | . | . | TRANSFER DUCT | NO
RECT. DUCT m | 18 | 1.5 | m | 0 | RECT. DUCT | 600X300 | w/ 1” ACOUSTICAL LINING | . | . | TRANSFER DUCT | NO
RECT. DUCT m | 18 | 4.6 | m | 0 | RECT. DUCT | 500X200 | . | . | . | VARCF-302 | NO
RECT. DUCT m | 19 | 0.4 | m | 0 | RECT. DUCT | 600X450 | . | . | . | VARCF-303 | NO
RECT. DUCT m | 18 | 7 | m | 0 | RECT. DUCT | 250X200 | . | . | . | VARCF-304 | NO
RECT. DUCT m | 18 | 5.9 | m | 0 | RECT. DUCT | 350X200 | . | . | . | VARCF-302 | NO
RECT. DUCT m | 24 | 28.5 | m | 0 | RECT. DUCT | 1524X813 | . | 6-SS-16 | . | VARCF-303 | NO
RECT. DUCT m | 24 | 0.2 | m | 0 | RECT. DUCT | 250X100 | w/ 1” ACOUSTICAL LINING | . | . | TRANSFER DUCT | NO
RECT. DUCT m | 24 | 0.2 | m | 0 | RECT. DUCT | 250X100 | w/ 1” ACOUSTICAL LINING | . | . | TRANSFER DUCT | NO
RECT. DUCT m | 15 | 12.9 | m | 0 | RECT. DUCT | 1000X1000 | . | . | . | VARCF-305 | NO
RECT. DUCT m | 15 | 27.1 | m | 0 | RECT. DUCT | 850X850 | . | . | . | VARCF-305 | NO
RECT. DUCT m | 15 | 14.2 | m | 0 | RECT. DUCT | 700X700 | . | . | . | VARCF-305 | NO
RECT. DUCT m | 15 | 12.7 | m | 0 | RECT. DUCT | 550X550 | . | . | . | VARCF-305 | NO
RECT. DUCT m | 15 | 2 | m | 0 | RECT. DUCT | 500X300 | . | . | . | VARCF-305 | NO
RECT. DUCT m | 15 | 5.7 | m | 0 | RECT. DUCT | 350X250 | . | . | . | VARCF-305 | NO
RECT. DUCT m | 15 | 4.2 | m | 0 | RECT. DUCT | 350X250 | . | . | . | VARCF-305 | NO
RECT. DUCT m | 15 | 17.9 | m | 0 | RECT. DUCT | 1000X500 | . | . | . | VARCF-305 | NO
RECT. DUCT m | 15 | 2.7 | m | 0 | RECT. DUCT | 550X450 | . | . | . | VARCF-305 | NO
RECT. DUCT m | 15 | 2.2 | m | 0 | RECT. DUCT | 1500X800 | . | 6-SS-16 | . | VARCF-303 | NO
RECT. DUCT m | 15 | 8.6 | m | 0 | RECT. DUCT | 1200X700 | . | 6-SS-16 | . | VARCF-303 | NO
RECT. DUCT m | 15 | 4.9 | m | 0 | RECT. DUCT | 1000X800 | . | 6-SS-16 | . | VARCF-303 | NO
RECT. DUCT m | 15 | 6.1 | m | 0 | RECT. DUCT | 750X400 | . | . | . | VARCF-304 | NO
RECT. DUCT m | 15 | 12.1 | m | 0 | RECT. DUCT | 750X400 | . | . | . | VARCF-304 | NO
RECT. DUCT m | 15 | 9 | m | 0 | RECT. DUCT | 650X400 | . | . | . | VARCF-304 | NO
RECT. DUCT m | 15 | 8.9 | m | 0 | RECT. DUCT | 650X300 | . | . | . | VARCF-304 | NO
RECT. DUCT m | 15 | 8.3 | m | 0 | RECT. DUCT | 500X300 | . | . | . | VARCF-304 | NO
RECT. DUCT m | 15 | 14.2 | m | 0 | RECT. DUCT | 400X300 | . | . | . | VARCF-304 | NO
RECT. DUCT m | 15 | 6.9 | m | 0 | RECT. DUCT | 200X200 | . | . | . | VARCF-304 | NO
RECT. DUCT m | 15 | 6.5 | m | 0 | RECT. DUCT | 550X300 | . | . | . | VARCF-304 | NO
RECT. DUCT m | 15 | 2.7 | m | 0 | RECT. DUCT | 550X300 | . | . | . | VARCF-304 | NO
RECT. DUCT m | 15 | 7.2 | m | 0 | RECT. DUCT | 550X300 | . | . | . | VARCF-304 | NO
RECT. DUCT m | 15 | 1 | m | 0 | RECT. DUCT | 550X300 | . | . | . | VARCF-305 | NO
RECT. DUCT m | 15 | 4.6 | m | 0 | RECT. DUCT | 350X313 | . | . | LOW PRESSURE | VARCF-304/305 | NO
RECT. DUCT m | 15 | 6.6 | m | 0 | RECT. DUCT | 350X313 | . | . | LOW PRESSURE | VARCF-304 | NO
RECT. DUCT m | 15 | 5.8 | m | 0 | RECT. DUCT | 350X250 | . | . | LOW PRESSURE | VARCF-304 | NO
RECT. DUCT m | 15 | 2.5 | m | 0 | RECT. DUCT | 300X200 | . | . | LOW PRESSURE | VARCF-304/305 | NO
RECT. DUCT m | 15 | 1.7 | m | 0 | RECT. DUCT | 300X200 | . | . | LOW PRESSURE | VARCF-304/305 | NO
RECT. DUCT m | 15 | 1.8 | m | 0 | RECT. DUCT | 300X250 | . | . | LOW PRESSURE | VARCF-304/305 | NO
RECT. DUCT m | 15 | 1.9 | m | 0 | RECT. DUCT | 350X300 | . | . | LOW PRESSURE | VARCF-304/305 | NO
RECT. DUCT m | 15 | 1.8 | m | 0 | RECT. DUCT | 300X250 | . | . | LOW PRESSURE | VARCF-304/305 | NO
RECT. DUCT m | 15 | 2.4 | m | 0 | RECT. DUCT | 300X200 | . | . | LOW PRESSURE | VARCF-304/305 | NO
RECT. DUCT m | 15 | 2.4 | m | 0 | RECT. DUCT | 300X200 | . | . | LOW PRESSURE | VARCF-304/305 | NO
RECT. DUCT m | 15 | 1.7 | m | 0 | RECT. DUCT | 300X200 | . | . | LOW PRESSURE | VARCF-304/305 | NO
RECT. DUCT m | 15 | 2.8 | m | 0 | RECT. DUCT | 300X250 | . | . | LOW PRESSURE | VARCF-304/305 | NO
RECT. DUCT m | 15 | 2.3 | m | 0 | RECT. DUCT | 300X250 | . | . | LOW PRESSURE | VARCF-304/305 | NO
RECT. DUCT m | 15 | 2.4 | m | 0 | RECT. DUCT | 300X250 | . | . | LOW PRESSURE | VARCF-304/305 | NO
RECT. DUCT m | 15 | 2.5 | m | 0 | RECT. DUCT | 300X200 | . | . | LOW PRESSURE | VARCF-304/305 | NO
RECT. DUCT m | 15 | 2.7 | m | 0 | RECT. DUCT | 300X200 | . | . | LOW PRESSURE | VARCF-304/305 | NO
RECT. DUCT m | 15 | 4.8 | m | 0 | RECT. DUCT | 300X200 | . | . | LOW PRESSURE | VARCF-304/305 | NO
RECT. DUCT m | 15 | 3.3 | m | 0 | RECT. DUCT | 200X200 | . | . | LOW PRESSURE | VARCF-304 | NO
RECT. DUCT m | 15 | 1.8 | m | 0 | RECT. DUCT | 300X250 | . | . | LOW PRESSURE | VARCF-304/305 | NO
RECT. DUCT m | 15 | 1.8 | m | 0 | RECT. DUCT | 300X200 | . | . | LOW PRESSURE | VARCF-304/305 | NO
RECT. DUCT m | 15 | 1.8 | m | 0 | RECT. DUCT | 300X200 | . | . | LOW PRESSURE | VARCF-304/305 | NO
RECT. DUCT m | 15 | 1.9 | m | 0 | RECT. DUCT | 300X200 | . | . | LOW PRESSURE | VARCF-304/305 | NO
RECT. DUCT m | 15 | 2 | m | 0 | RECT. DUCT | 300X200 | . | . | LOW PRESSURE | VARCF-304/305 | NO
RECT. DUCT m | 15 | 1.4 | m | 0 | RECT. DUCT | 300X250 | . | . | LOW PRESSURE | VARCF-304/305 | NO
RECT. DUCT m | 15 | 1.5 | m | 0 | RECT. DUCT | 300X200 | . | . | LOW PRESSURE | VARCF-304/305 | NO
RECT. DUCT m | 15 | 1.5 | m | 0 | RECT. DUCT | 300X200 | . | . | LOW PRESSURE | VARCF-304/305 | NO
RECT. DUCT m | 15 | 2 | m | 0 | RECT. DUCT | 300X200 | . | . | LOW PRESSURE | VARCF-304/305 | NO
RECT. DUCT m | 15 | 2.4 | m | 0 | RECT. DUCT | 300X200 | . | . | LOW PRESSURE | VARCF-304/305 | NO
RECT. DUCT m | 15 | 3.2 | m | 0 | RECT. DUCT | 200X200 | . | 6-SS-16 | LOW PRESSURE | VE-314-VE-0001 | NO
RECT. DUCT m | 15 | 10.7 | m | 0 | RECT. DUCT | 200X150 | . | 6-SS-16 | LOW PRESSURE | VE-314-VE-0001 | NO
RECT. DUCT m | 15 | 4.5 | m | 0 | RECT. DUCT | 200X150 | . | . | LOW PRESSURE | VARCF-304/305 | NO
RECT. DUCT m | 15 | 3.8 | m | 0 | RECT. DUCT | 350X313 | . | . | LOW PRESSURE | VARCF-304 | NO
RECT. DUCT m | 15 | 3.4 | m | 0 | RECT. DUCT | 350X313 | . | . | LOW PRESSURE | VARCF-304/305 | NO
RECT. DUCT m | 15 | 3.4 | m | 0 | RECT. DUCT | 350X313 | . | . | LOW PRESSURE | VARCF-304/305 | NO
RECT. DUCT m | 15 | 2.4 | m | 0 | RECT. DUCT | 350X313 | . | . | LOW PRESSURE | VARCF-304/305 | NO
RECT. DUCT m | 15 | 1.8 | m | 0 | RECT. DUCT | 350X313 | . | . | LOW PRESSURE | VARCF-304/305 | NO
RECT. DUCT m | 15 | 1.4 | m | 0 | RECT. DUCT | 350X313 | . | . | LOW PRESSURE | VARCF-304/305 | NO
RECT. DUCT m | 15 | 9.6 | m | 0 | RECT. DUCT | 350X313 | . | . | LOW PRESSURE | VFC-344 | NO
RECT. DUCT m | 15 | 4.4 | m | 0 | RECT. DUCT | 350X250 | . | . | LOW PRESSURE | VFC-344 | NO
RECT. DUCT m | 15 | 5.6 | m | 0 | RECT. DUCT | 350X250 | . | . | LOW PRESSURE | VFC-344 | NO
RECT. DUCT m | 15 | 3.3 | m | 0 | RECT. DUCT | 450X300 | w/ 1” ACOUSTICAL LINING | . | . | TRANSFER DUCT | NO
RECT. DUCT m | 15 | 0.8 | m | 0 | RECT. DUCT | 600X350 | . | . | BP | VA-332-VA-0001 | NO
RECT. DUCT m | 15 | 1.8 | m | 0 | RECT. DUCT | 600X350 | . | . | . | VARCF-302 | NO
RECT. DUCT m | 15 | 2.2 | m | 0 | RECT. DUCT | 600X350 | . | . | . | VARCF-302 | NO
RECT. DUCT m | 15 | 1.8 | m | 0 | RECT. DUCT | 300X200 | . | . | LOW PRESSURE | VARCF-302/304 | NO
RECT. DUCT m | 15 | 1.7 | m | 0 | RECT. DUCT | 300X200 | . | . | LOW PRESSURE | VARCF-302/304 | NO
RECT. DUCT m | 15 | 1.6 | m | 0 | RECT. DUCT | 300X200 | . | . | . | VARCF-304 | NO
RECT. DUCT m | 15 | 1.9 | m | 0 | RECT. DUCT | 300X200 | . | . | LOW PRESSURE | VARCF-302/304 | NO
RECT. DUCT m | 15 | 10.5 | m | 0 | RECT. DUCT | 300X200 | . | . | . | VARCF-304 | NO
RECT. DUCT m | 15 | 1.2 | m | 0 | RECT. DUCT | 200X200 | . | . | LOW PRESSURE | VARCF-304 | NO
RECT. DUCT m | 15 | 3.3 | m | 0 | RECT. DUCT | 200X200 | . | . | LOW PRESSURE | VARCF-304 | NO
RECT. DUCT m | 15 | 4.1 | m | 0 | RECT. DUCT | 300X200 | . | . | LOW PRESSURE | VARCF-304 | NO
RECT. DUCT m | 15 | 3.7 | m | 0 | RECT. DUCT | 400X300 | . | . | . | VARCF-305 | NO
RECT. DUCT m | 15 | 1.8 | m | 0 | RECT. DUCT | 200X200 | . | . | LOW PRESSURE | VARCF-305 | NO
RECT. DUCT m | 15 | 2.9 | m | 0 | RECT. DUCT | 350X350 | . | . | . | VARCF-305 | NO
RECT. DUCT m | 15 | 1.8 | m | 0 | RECT. DUCT | 300X200 | . | . | LOW PRESSURE | VARCF-304/305 | NO
RECT. DUCT m | 15 | 2.9 | m | 0 | RECT. DUCT | 400X300 | . | . | LOW PRESSURE | VARCF-304 | NO
RECT. DUCT m | 15 | 3.4 | m | 0 | RECT. DUCT | 250X200 | . | . | LOW PRESSURE | VFC-344 | NO
RECT. DUCT m | 15 | 1.7 | m | 0 | RECT. DUCT | 300X250 | . | . | LOW PRESSURE | VARCF-302 | NO
RECT. DUCT m | 15 | 2.8 | m | 0 | RECT. DUCT | 900X500 | . | 6-SS-16 | LOW PRESSURE | VFC-344 | NO
RECT. DUCT m | 15 | 4.2 | m | 0 | RECT. DUCT | 300X250 | . | . | LOW PRESSURE | VARCF-304/305 | NO
RECT. DUCT m | 15 | 1.8 | m | 0 | RECT. DUCT | 400X375 | . | . | LOW PRESSURE | VARCF-304/305 | NO
RECT. DUCT m | 15 | 5.5 | m | 0 | RECT. DUCT | 300X250 | . | . | LOW PRESSURE | VARCF-304/305 | NO
RECT. DUCT m | 15 | 2.3 | m | 0 | RECT. DUCT | 200X200 | . | . | . | VARCF-305 | NO
RECT. DUCT m | 15 | 5.9 | m | 0 | RECT. DUCT | 1200X400 | . | . | LOW PRESSURE | VARCF-305 | NO
RECT. DUCT m | 15 | 1.8 | m | 0 | RECT. DUCT | 1350X450 | . | . | LOW PRESSURE | VARCF-305 | NO
RECT. DUCT m | 15 | 1.9 | m | 0 | RECT. DUCT | 300X250 | . | . | LOW PRESSURE | VARCF-302/304 | NO
RECT. DUCT m | 15 | 7.3 | m | 0 | RECT. DUCT | 300X200 | . | . | . | VARCF-304 | NO
RECT. DUCT m | 15 | 4.7 | m | 0 | RECT. DUCT | 450X300 | . | . | . | VARCF-302 | NO
RECT. DUCT m | 15 | 2.7 | m | 0 | RECT. DUCT | 300X300 | . | . | . | VARCF-302 | NO
RECT. DUCT m | 15 | 9.7 | m | 0 | RECT. DUCT | 500X300 | . | . | . | VARCF-302 | NO
RECT. DUCT m | 15 | 0.4 | m | 0 | RECT. DUCT | 400X350 | w/ 1” ACOUSTICAL LINING | . | . | TRANSFER DUCT | NO
RECT. DUCT m | 15 | 0.4 | m | 0 | RECT. DUCT | 400X350 | w/ 1” ACOUSTICAL LINING | . | . | TRANSFER DUCT | NO
RECT. DUCT m | 15 | 0.4 | m | 0 | RECT. DUCT | 400X350 | w/ 1” ACOUSTICAL LINING | . | . | TRANSFER DUCT | NO
RECT. DUCT m | 15 | 0.4 | m | 0 | RECT. DUCT | 400X350 | w/ 1” ACOUSTICAL LINING | . | . | TRANSFER DUCT | NO
RECT. DUCT m | 15 | 0.4 | m | 0 | RECT. DUCT | 350X200 | w/ 1” ACOUSTICAL LINING | . | . | TRANSFER DUCT | NO
RECT. DUCT m | 15 | 0.4 | m | 0 | RECT. DUCT | 350X200 | w/ 1” ACOUSTICAL LINING | . | . | TRANSFER DUCT | NO
RECT. DUCT m | 15 | 0.4 | m | 0 | RECT. DUCT | 350X200 | w/ 1” ACOUSTICAL LINING | . | . | TRANSFER DUCT | NO
RECT. DUCT m | 15 | 0.4 | m | 0 | RECT. DUCT | 350X200 | w/ 1” ACOUSTICAL LINING | . | . | TRANSFER DUCT | NO
RECT. DUCT m | 15 | 0.4 | m | 0 | RECT. DUCT | 350X200 | w/ 1” ACOUSTICAL LINING | . | . | TRANSFER DUCT | NO
RECT. DUCT m | 15 | 0.4 | m | 0 | RECT. DUCT | 350X200 | w/ 1” ACOUSTICAL LINING | . | . | TRANSFER DUCT | NO
RECT. DUCT m | 15 | 0.4 | m | 0 | RECT. DUCT | 350X200 | w/ 1” ACOUSTICAL LINING | . | . | TRANSFER DUCT | NO
RECT. DUCT m | 15 | 0.4 | m | 0 | RECT. DUCT | 350X200 | w/ 1” ACOUSTICAL LINING | . | . | TRANSFER DUCT | NO
RECT. DUCT m | 15 | 0.4 | m | 0 | RECT. DUCT | 350X200 | w/ 1” ACOUSTICAL LINING | . | . | TRANSFER DUCT | NO
RECT. DUCT m | 15 | 0.4 | m | 0 | RECT. DUCT | 350X200 | w/ 1” ACOUSTICAL LINING | . | . | TRANSFER DUCT | NO
RECT. DUCT m | 15 | 0.4 | m | 0 | RECT. DUCT | 350X200 | w/ 1” ACOUSTICAL LINING | . | . | TRANSFER DUCT | NO
RECT. DUCT m | 15 | 0.4 | m | 0 | RECT. DUCT | 350X200 | w/ 1” ACOUSTICAL LINING | . | . | TRANSFER DUCT | NO
RECT. DUCT m | 15 | 0.4 | m | 0 | RECT. DUCT | 350X200 | w/ 1” ACOUSTICAL LINING | . | . | TRANSFER DUCT | NO
RECT. DUCT m | 15 | 0.4 | m | 0 | RECT. DUCT | 350X200 | w/ 1” ACOUSTICAL LINING | . | . | TRANSFER DUCT | NO
RECT. DUCT m | 15 | 0.4 | m | 0 | RECT. DUCT | 350X200 | w/ 1” ACOUSTICAL LINING | . | . | TRANSFER DUCT | NO
RECT. DUCT m | 15 | 0.4 | m | 0 | RECT. DUCT | 350X200 | w/ 1” ACOUSTICAL LINING | . | . | TRANSFER DUCT | NO
RECT. DUCT m | 15 | 1.4 | m | 0 | RECT. DUCT | 400X150 | w/ 1” ACOUSTICAL LINING | . | . | TRANSFER DUCT | NO
RECT. DUCT m | 15 | 1.5 | m | 0 | RECT. DUCT | 500X250 | w/ 1” ACOUSTICAL LINING | . | . | TRANSFER DUCT | NO
RECT. DUCT m | 15 | 1.5 | m | 0 | RECT. DUCT | 500X250 | w/ 1” ACOUSTICAL LINING | . | . | TRANSFER DUCT | NO
RECT. DUCT m | 15 | 1.5 | m | 0 | RECT. DUCT | 500X250 | w/ 1” ACOUSTICAL LINING | . | . | TRANSFER DUCT | NO
RECT. DUCT m | 15 | 1.5 | m | 0 | RECT. DUCT | 500X250 | w/ 1” ACOUSTICAL LINING | . | . | TRANSFER DUCT | NO
RECT. DUCT m | 15 | 1.5 | m | 0 | RECT. DUCT | 500X250 | w/ 1” ACOUSTICAL LINING | . | . | TRANSFER DUCT | NO
RECT. DUCT m | 15 | 1.5 | m | 0 | RECT. DUCT | 500X250 | w/ 1” ACOUSTICAL LINING | . | . | TRANSFER DUCT | NO
RECT. DUCT m | 15 | 1.5 | m | 0 | RECT. DUCT | 600X300 | w/ 1” ACOUSTICAL LINING | . | . | TRANSFER DUCT | NO
RECT. DUCT m | 15 | 1.5 | m | 0 | RECT. DUCT | 600X300 | w/ 1” ACOUSTICAL LINING | . | . | TRANSFER DUCT | NO
RECT. DUCT m | 15 | 1.5 | m | 0 | RECT. DUCT | 600X300 | w/ 1” ACOUSTICAL LINING | . | . | TRANSFER DUCT | NO
RECT. DUCT m | 15 | 1.5 | m | 0 | RECT. DUCT | 600X300 | w/ 1” ACOUSTICAL LINING | . | . | TRANSFER DUCT | NO
RECT. DUCT m | 15 | 1.5 | m | 0 | RECT. DUCT | 900X300 | w/ 1” ACOUSTICAL LINING | . | . | TRANSFER DUCT | NO
RECT. DUCT m | 15 | 1.5 | m | 0 | RECT. DUCT | 900X300 | w/ 1” ACOUSTICAL LINING | . | . | TRANSFER DUCT | NO
RECT. DUCT m | 15 | 1.5 | m | 0 | RECT. DUCT | 900X300 | w/ 1” ACOUSTICAL LINING | . | . | TRANSFER DUCT | NO
RECT. DUCT m | 15 | 1.5 | m | 0 | RECT. DUCT | 900X300 | w/ 1” ACOUSTICAL LINING | . | . | TRANSFER DUCT | NO
RECT. DUCT m | 15 | 1.6 | m | 0 | RECT. DUCT | 900X300 | w/ 1” ACOUSTICAL LINING | . | . | TRANSFER DUCT | NO
RECT. DUCT m | 15 | 1.5 | m | 0 | RECT. DUCT | 900X300 | w/ 1” ACOUSTICAL LINING | . | . | TRANSFER DUCT | NO
RECT. DUCT m | 15 | 1.5 | m | 0 | RECT. DUCT | 900X300 | w/ 1” ACOUSTICAL LINING | . | . | TRANSFER DUCT | NO
RECT. DUCT m | 15 | 2.1 | m | 0 | RECT. DUCT | 300X200 | . | . | . | VARCF-304 | NO
RECT. DUCT m | 15 | 2.1 | m | 0 | RECT. DUCT | 250X200 | . | 6-SS-16 | . | VE-314-VE-0001 | NO
RECT. DUCT m | 15 | 1.2 | m | 0 | RECT. DUCT | 250X200 | . | 6-SS-16 | . | VE-314-VE-0001 | NO
RECT. DUCT m | 15 | 0.5 | m | 0 | RECT. DUCT | 300X200 | . | . | LOW PRESSURE | VARCF-304/305 | NO
RECT. DUCT m | 15 | 0.5 | m | 0 | RECT. DUCT | 300X200 | . | . | LOW PRESSURE | VARCF-304/305 | NO
RECT. DUCT m | 15 | 0.6 | m | 0 | RECT. DUCT | 300X250 | . | . | LOW PRESSURE | VARCF-304/305 | NO
RECT. DUCT m | 15 | 0.2 | m | 0 | RECT. DUCT | 350X300 | . | . | BP | VA-334-VA-0001 | NO
RECT. DUCT m | 16 | 5.3 | m | 0 | RECT. DUCT | 300X300 | . | . | . | VARCF-304 | NO
RECT. DUCT m | 16 | 4.4 | m | 0 | RECT. DUCT | 900X300 | . | . | . | VARCF-304 | NO
RECT. DUCT m | 16 | 25.4 | m | 0 | RECT. DUCT | 700X300 | . | . | . | VARCF-304 | NO
RECT. DUCT m | 16 | 20.8 | m | 0 | RECT. DUCT | 500X300 | . | . | . | VARCF-304 | NO
RECT. DUCT m | 16 | 34.9 | m | 0 | RECT. DUCT | 700X300 | . | . | . | VARCF-304 | NO
RECT. DUCT m | 16 | 1.3 | m | 0 | RECT. DUCT | 450X300 | . | . | . | VARCF-302 | NO
RECT. DUCT m | 16 | 9.6 | m | 0 | RECT. DUCT | 800X450 | . | . | . | VARCF-302 | NO
RECT. DUCT m | 16 | 9.7 | m | 0 | RECT. DUCT | 700X300 | . | . | . | VARCF-302 | NO
RECT. DUCT m | 16 | 7 | m | 0 | RECT. DUCT | 550X300 | . | . | . | VARCF-302 | NO
RECT. DUCT m | 16 | 10.5 | m | 0 | RECT. DUCT | 700X500 | . | . | . | VARCF-302 | NO
RECT. DUCT m | 16 | 8.5 | m | 0 | RECT. DUCT | 650X450 | . | . | . | VARCF-302 | NO
RECT. DUCT m | 16 | 4.3 | m | 0 | RECT. DUCT | 250X200 | . | . | . | VARCF-302 | NO
RECT. DUCT m | 16 | 1.5 | m | 0 | RECT. DUCT | 500X300 | . | . | . | VARCF-302 | NO
RECT. DUCT m | 16 | 14.3 | m | 0 | RECT. DUCT | 700X500 | . | . | . | VARCF-302 | NO
RECT. DUCT m | 16 | 19 | m | 0 | RECT. DUCT | 500X350 | . | . | . | VARCF-302 | NO
RECT. DUCT m | 16 | 5.9 | m | 0 | RECT. DUCT | 1750X500 | . | 6-SS-16 | . | VARCF-303 | NO
RECT. DUCT m | 16 | 2.3 | m | 0 | RECT. DUCT | 1750X500 | . | . | . | VARCF-303 | NO
RECT. DUCT m | 16 | 18.3 | m | 0 | RECT. DUCT | 500X350 | . | . | . | VARCF-304 | NO
RECT. DUCT m | 16 | 6.6 | m | 0 | RECT. DUCT | 350X300 | . | . | . | VARCF-304 | NO
RECT. DUCT m | 16 | 4.3 | m | 0 | RECT. DUCT | 300X250 | . | . | LOW PRESSURE | VARCF-302/304 | NO
RECT. DUCT m | 16 | 3.3 | m | 0 | RECT. DUCT | 200X200 | . | . | . | VARCF-304 | NO
RECT. DUCT m | 16 | 12.5 | m | 0 | RECT. DUCT | 200X200 | . | . | LOW PRESSURE | VARCF-302/304 | NO
RECT. DUCT m | 16 | 3 | m | 0 | RECT. DUCT | 350X300 | . | . | . | VARCF-302 | NO
RECT. DUCT m | 16 | 1.7 | m | 0 | RECT. DUCT | 400X375 | . | . | . | VACF-301 | NO
RECT. DUCT m | 16 | 1.3 | m | 0 | RECT. DUCT | 300X300 | . | . | . | VACF-301 | NO
RECT. DUCT m | 16 | 3.6 | m | 0 | RECT. DUCT | 250X250 | . | . | . | VACF-301 | NO
RECT. DUCT m | 16 | 0.9 | m | 0 | RECT. DUCT | 250X200 | . | . | . | VACF-301 | NO
RECT. DUCT m | 16 | 3.9 | m | 0 | RECT. DUCT | 250X250 | . | . | . | VACF-301 | NO
RECT. DUCT m | 16 | 4 | m | 0 | RECT. DUCT | 200X200 | . | . | . | VACF-301 | NO
RECT. DUCT m | 16 | 1.5 | m | 0 | RECT. DUCT | 1750X500 | . | 6-SS-16 | . | VARCF-303 | NO
RECT. DUCT m | 16 | 3.6 | m | 0 | RECT. DUCT | 1750X500 | . | 6-SS-16 | . | VARCF-303 | NO
RECT. DUCT m | 16 | 1.3 | m | 0 | RECT. DUCT | 250X200 | . | 6-SS-16 | . | VARCF-303 | NO
RECT. DUCT m | 16 | 2.2 | m | 0 | RECT. DUCT | 350X300 | . | . | LOW PRESSURE | VARCF-302/304 | NO
RECT. DUCT m | 16 | 1.8 | m | 0 | RECT. DUCT | 200X200 | . | . | LOW PRESSURE | VARCF-302/304 | NO
RECT. DUCT m | 16 | 5.3 | m | 0 | RECT. DUCT | 700X500 | . | . | LOW PRESSURE | VARCF-302 | NO
RECT. DUCT m | 16 | 12.3 | m | 0 | RECT. DUCT | 550X400 | . | . | LOW PRESSURE | VARCF-302 | NO
RECT. DUCT m | 16 | 2.5 | m | 0 | RECT. DUCT | 350X300 | . | . | LOW PRESSURE | VARCF-302/304 | NO
RECT. DUCT m | 16 | 1.9 | m | 0 | RECT. DUCT | 350X300 | . | . | LOW PRESSURE | VARCF-302/304 | NO
RECT. DUCT m | 16 | 1.7 | m | 0 | RECT. DUCT | 300X200 | . | . | LOW PRESSURE | VARCF-302/304 | NO
RECT. DUCT m | 16 | 2.4 | m | 0 | RECT. DUCT | 300X200 | . | . | LOW PRESSURE | VARCF-302/304 | NO
RECT. DUCT m | 16 | 1.8 | m | 0 | RECT. DUCT | 300X200 | . | . | LOW PRESSURE | VARCF-302/304 | NO
RECT. DUCT m | 16 | 2.3 | m | 0 | RECT. DUCT | 300X200 | . | . | LOW PRESSURE | VARCF-302/304 | NO
RECT. DUCT m | 16 | 1.9 | m | 0 | RECT. DUCT | 300X250 | . | . | LOW PRESSURE | VARCF-302/304 | NO
RECT. DUCT m | 16 | 4.9 | m | 0 | RECT. DUCT | 300X250 | . | . | LOW PRESSURE | VARCF-302/304 | NO
RECT. DUCT m | 16 | 2 | m | 0 | RECT. DUCT | 300X250 | . | . | LOW PRESSURE | VARCF-302/304 | NO
RECT. DUCT m | 16 | 2 | m | 0 | RECT. DUCT | 350X300 | . | . | LOW PRESSURE | VARCF-302/304 | NO
RECT. DUCT m | 16 | 2.4 | m | 0 | RECT. DUCT | 300X200 | . | . | LOW PRESSURE | VARCF-302/304 | NO
RECT. DUCT m | 16 | 5.6 | m | 0 | RECT. DUCT | 300X250 | . | . | LOW PRESSURE | VARCF-302/304 | NO
RECT. DUCT m | 16 | 2.6 | m | 0 | RECT. DUCT | 300X250 | . | . | LOW PRESSURE | VARCF-302/304 | NO
RECT. DUCT m | 16 | 2.6 | m | 0 | RECT. DUCT | 300X250 | . | . | LOW PRESSURE | VARCF-302/304 | NO
RECT. DUCT m | 16 | 2.5 | m | 0 | RECT. DUCT | 300X250 | . | . | LOW PRESSURE | VARCF-302/304 | NO
RECT. DUCT m | 16 | 2.6 | m | 0 | RECT. DUCT | 300X250 | . | . | LOW PRESSURE | VARCF-302/304 | NO
RECT. DUCT m | 16 | 2.6 | m | 0 | RECT. DUCT | 300X250 | . | . | LOW PRESSURE | VARCF-302/304 | NO
RECT. DUCT m | 16 | 2.5 | m | 0 | RECT. DUCT | 300X250 | . | . | LOW PRESSURE | VARCF-302/304 | NO
RECT. DUCT m | 16 | 2.5 | m | 0 | RECT. DUCT | 300X250 | . | . | LOW PRESSURE | VARCF-302/304 | NO
RECT. DUCT m | 16 | 2.6 | m | 0 | RECT. DUCT | 300X250 | . | . | LOW PRESSURE | VARCF-302/304 | NO
RECT. DUCT m | 16 | 2.7 | m | 0 | RECT. DUCT | 300X250 | . | . | LOW PRESSURE | VARCF-302/304 | NO
RECT. DUCT m | 16 | 2.6 | m | 0 | RECT. DUCT | 300X250 | . | . | LOW PRESSURE | VARCF-302/304 | NO
RECT. DUCT m | 16 | 2.6 | m | 0 | RECT. DUCT | 300X250 | . | . | LOW PRESSURE | VARCF-302/304 | NO
RECT. DUCT m | 16 | 2.5 | m | 0 | RECT. DUCT | 500X450 | . | . | LOW PRESSURE | VARCF-302/304 | NO
RECT. DUCT m | 16 | 2.5 | m | 0 | RECT. DUCT | 500X450 | . | . | LOW PRESSURE | VARCF-302/304 | NO
RECT. DUCT m | 16 | 2.5 | m | 0 | RECT. DUCT | 500X450 | . | . | LOW PRESSURE | VARCF-302/304 | NO
RECT. DUCT m | 16 | 2.5 | m | 0 | RECT. DUCT | 500X441 | . | . | LOW PRESSURE | VARCF-302/304 | NO
RECT. DUCT m | 16 | 2.4 | m | 0 | RECT. DUCT | 300X200 | . | . | LOW PRESSURE | VARCF-302/304 | NO
RECT. DUCT m | 16 | 2 | m | 0 | RECT. DUCT | 350X300 | . | . | LOW PRESSURE | VARCF-302/304 | NO
RECT. DUCT m | 16 | 1.6 | m | 0 | RECT. DUCT | 350X300 | . | . | LOW PRESSURE | VARCF-302/304 | NO
RECT. DUCT m | 16 | 2.3 | m | 0 | RECT. DUCT | 350X300 | . | . | LOW PRESSURE | VARCF-302/304 | NO
RECT. DUCT m | 16 | 1.9 | m | 0 | RECT. DUCT | 1500X500 | . | . | . | VARCF-302 | NO
RECT. DUCT m | 16 | 1.5 | m | 0 | RECT. DUCT | 300X250 | . | . | . | VARCF-304 | NO
RECT. DUCT m | 16 | 1.2 | m | 0 | RECT. DUCT | 250X150 | . | . | . | VARCF-304 | NO
RECT. DUCT m | 16 | 1.5 | m | 0 | RECT. DUCT | 250X200 | . | . | LOW PRESSURE | VARCF-302/304 | NO
RECT. DUCT m | 16 | 1.8 | m | 0 | RECT. DUCT | 250X200 | . | . | LOW PRESSURE | VARCF-302/304 | NO
RECT. DUCT m | 16 | 1.4 | m | 0 | RECT. DUCT | 250X200 | . | . | LOW PRESSURE | VARCF-302/304 | NO
RECT. DUCT m | 16 | 1.5 | m | 0 | RECT. DUCT | 250X200 | . | . | LOW PRESSURE | VARCF-302/304 | NO
RECT. DUCT m | 16 | 1.3 | m | 0 | RECT. DUCT | 250X200 | . | . | LOW PRESSURE | VARCF-302/304 | NO
RECT. DUCT m | 16 | 1.1 | m | 0 | RECT. DUCT | 250X200 | . | . | LOW PRESSURE | VARCF-302/304 | NO
RECT. DUCT m | 16 | 1.1 | m | 0 | RECT. DUCT | 250X200 | . | . | . | VARCF-304 | NO
RECT. DUCT m | 16 | 1.7 | m | 0 | RECT. DUCT | 1200X500 | . | . | . | VARCF-302 | NO
RECT. DUCT m | 16 | 2.3 | m | 0 | RECT. DUCT | 400X350 | . | . | LOW PRESSURE | VARCF-302/304 | NO
RECT. DUCT m | 16 | 1.8 | m | 0 | RECT. DUCT | 400X300 | . | . | . | VARCF-302 | NO
RECT. DUCT m | 16 | 2.8 | m | 0 | RECT. DUCT | 1000X1000 | . | 6-SS-16 | . | VARCF-303 | NO
RECT. DUCT m | 16 | 1.7 | m | 0 | RECT. DUCT | 300X250 | . | . | . | VARCF-302 | NO
RECT. DUCT m | 16 | 1.8 | m | 0 | RECT. DUCT | 250X150 | . | . | . | VARCF-302 | NO
RECT. DUCT m | 16 | 6.3 | m | 0 | RECT. DUCT | 300X200 | . | . | . | VARCF-304 | NO
RECT. DUCT m | 16 | 3.5 | m | 0 | RECT. DUCT | 300X300 | . | . | . | VARCF-304 | NO
RECT. DUCT m | 16 | 1.7 | m | 0 | RECT. DUCT | 400X200 | . | . | . | VARCF-302 | NO
RECT. DUCT m | 16 | 1.5 | m | 0 | RECT. DUCT | 500X250 | w/ 1” ACOUSTICAL LINING | . | . | TRANSFER DUCT | NO
RECT. DUCT m | 16 | 1.5 | m | 0 | RECT. DUCT | 500X250 | w/ 1” ACOUSTICAL LINING | . | . | TRANSFER DUCT | NO
RECT. DUCT m | 16 | 1.5 | m | 0 | RECT. DUCT | 500X250 | w/ 1” ACOUSTICAL LINING | . | . | TRANSFER DUCT | NO
RECT. DUCT m | 16 | 1.5 | m | 0 | RECT. DUCT | 500X250 | w/ 1” ACOUSTICAL LINING | . | . | TRANSFER DUCT | NO
RECT. DUCT m | 16 | 1.5 | m | 0 | RECT. DUCT | 500X250 | w/ 1” ACOUSTICAL LINING | . | . | TRANSFER DUCT | NO
RECT. DUCT m | 16 | 1.4 | m | 0 | RECT. DUCT | 500X250 | w/ 1” ACOUSTICAL LINING | . | . | TRANSFER DUCT | NO
RECT. DUCT m | 16 | 1.5 | m | 0 | RECT. DUCT | 500X250 | w/ 1” ACOUSTICAL LINING | . | . | TRANSFER DUCT | NO
RECT. DUCT m | 16 | 1.5 | m | 0 | RECT. DUCT | 500X250 | w/ 1” ACOUSTICAL LINING | . | . | TRANSFER DUCT | NO
RECT. DUCT m | 16 | 1.3 | m | 0 | RECT. DUCT | 450X200 | w/ 1” ACOUSTICAL LINING | . | . | TRANSFER DUCT | NO
RECT. DUCT m | 16 | 1.5 | m | 0 | RECT. DUCT | 550X300 | w/ 1” ACOUSTICAL LINING | . | . | TRANSFER DUCT | NO
RECT. DUCT m | 16 | 1.4 | m | 0 | RECT. DUCT | 550X300 | w/ 1” ACOUSTICAL LINING | . | . | TRANSFER DUCT | NO
RECT. DUCT m | 16 | 1.4 | m | 0 | RECT. DUCT | 400X150 | w/ 1” ACOUSTICAL LINING | . | . | TRANSFER DUCT | NO
RECT. DUCT m | 16 | 1.5 | m | 0 | RECT. DUCT | 900X300 | w/ 1” ACOUSTICAL LINING | . | . | TRANSFER DUCT | NO
RECT. DUCT m | 16 | 1.5 | m | 0 | RECT. DUCT | 900X300 | w/ 1” ACOUSTICAL LINING | . | . | TRANSFER DUCT | NO
RECT. DUCT m | 16 | 1.5 | m | 0 | RECT. DUCT | 900X300 | w/ 1” ACOUSTICAL LINING | . | . | TRANSFER DUCT | NO
RECT. DUCT m | 16 | 1.5 | m | 0 | RECT. DUCT | 600X300 | w/ 1” ACOUSTICAL LINING | . | . | TRANSFER DUCT | NO
RECT. DUCT m | 16 | 1.5 | m | 0 | RECT. DUCT | 600X300 | w/ 1” ACOUSTICAL LINING | . | . | TRANSFER DUCT | NO
RECT. DUCT m | 16 | 1.5 | m | 0 | RECT. DUCT | 600X300 | w/ 1” ACOUSTICAL LINING | . | . | TRANSFER DUCT | NO
RECT. DUCT m | 16 | 1.5 | m | 0 | RECT. DUCT | 900X300 | w/ 1” ACOUSTICAL LINING | . | . | TRANSFER DUCT | NO
RECT. DUCT m | 16 | 1.5 | m | 0 | RECT. DUCT | 900X300 | w/ 1” ACOUSTICAL LINING | . | . | TRANSFER DUCT | NO
RECT. DUCT m | 16 | 1.5 | m | 0 | RECT. DUCT | 900X300 | w/ 1” ACOUSTICAL LINING | . | . | TRANSFER DUCT | NO
RECT. DUCT m | 16 | 1.5 | m | 0 | RECT. DUCT | 900X300 | w/ 1” ACOUSTICAL LINING | . | . | TRANSFER DUCT | NO
RECT. DUCT m | 16 | 1.5 | m | 0 | RECT. DUCT | 900X300 | w/ 1” ACOUSTICAL LINING | . | . | TRANSFER DUCT | NO
RECT. DUCT m | 16 | 1.5 | m | 0 | RECT. DUCT | 900X300 | w/ 1” ACOUSTICAL LINING | . | . | TRANSFER DUCT | NO
RECT. DUCT m | 16 | 0.4 | m | 0 | RECT. DUCT | 400X350 | w/ 1” ACOUSTICAL LINING | . | . | TRANSFER DUCT | NO
RECT. DUCT m | 16 | 0.4 | m | 0 | RECT. DUCT | 400X350 | w/ 1” ACOUSTICAL LINING | . | . | TRANSFER DUCT | NO
RECT. DUCT m | 16 | 0.4 | m | 0 | RECT. DUCT | 400X350 | w/ 1” ACOUSTICAL LINING | . | . | TRANSFER DUCT | NO
RECT. DUCT m | 16 | 0.4 | m | 0 | RECT. DUCT | 400X350 | w/ 1” ACOUSTICAL LINING | . | . | TRANSFER DUCT | NO
RECT. DUCT m | 16 | 0.4 | m | 0 | RECT. DUCT | 400X350 | w/ 1” ACOUSTICAL LINING | . | . | TRANSFER DUCT | NO
RECT. DUCT m | 16 | 0.4 | m | 0 | RECT. DUCT | 400X350 | w/ 1” ACOUSTICAL LINING | . | . | TRANSFER DUCT | NO
RECT. DUCT m | 16 | 0.4 | m | 0 | RECT. DUCT | 400X350 | w/ 1” ACOUSTICAL LINING | . | . | TRANSFER DUCT | NO
RECT. DUCT m | 16 | 0.4 | m | 0 | RECT. DUCT | 400X350 | w/ 1” ACOUSTICAL LINING | . | . | TRANSFER DUCT | NO
RECT. DUCT m | 16 | 0.4 | m | 0 | RECT. DUCT | 400X350 | w/ 1” ACOUSTICAL LINING | . | . | TRANSFER DUCT | NO
RECT. DUCT m | 16 | 0.4 | m | 0 | RECT. DUCT | 400X350 | w/ 1” ACOUSTICAL LINING | . | . | TRANSFER DUCT | NO
RECT. DUCT m | 16 | 0.4 | m | 0 | RECT. DUCT | 400X350 | w/ 1” ACOUSTICAL LINING | . | . | TRANSFER DUCT | NO
RECT. DUCT m | 16 | 0.4 | m | 0 | RECT. DUCT | 350X200 | w/ 1” ACOUSTICAL LINING | . | . | TRANSFER DUCT | NO
RECT. DUCT m | 16 | 0.4 | m | 0 | RECT. DUCT | 350X200 | w/ 1” ACOUSTICAL LINING | . | . | TRANSFER DUCT | NO
RECT. DUCT m | 16 | 0.4 | m | 0 | RECT. DUCT | 350X200 | w/ 1” ACOUSTICAL LINING | . | . | TRANSFER DUCT | NO
RECT. DUCT m | 16 | 0.4 | m | 0 | RECT. DUCT | 400X350 | w/ 1” ACOUSTICAL LINING | . | . | TRANSFER DUCT | NO
RECT. DUCT m | 16 | 0.4 | m | 0 | RECT. DUCT | 400X350 | w/ 1” ACOUSTICAL LINING | . | . | TRANSFER DUCT | NO
RECT. DUCT m | 16 | 0.6 | m | 0 | RECT. DUCT | 600X450 | . | 6-SS-16 | . | VARCF-303 | NO
RECT. DUCT m | 12 | 15.1 | m | 0 | RECT. DUCT | 700X350 | . | . | . | VARCF-305 | NO
RECT. DUCT m | 12 | 13.1 | m | 0 | RECT. DUCT | 550X350 | . | . | . | VARCF-305 | NO
RECT. DUCT m | 12 | 2.6 | m | 0 | RECT. DUCT | 300X250 | . | . | LOW PRESSURE | VARCF-304/305 | NO
RECT. DUCT m | 12 | 2.3 | m | 0 | RECT. DUCT | 300X200 | . | . | LOW PRESSURE | VARCF-304/305 | NO
RECT. DUCT m | 12 | 1.6 | m | 0 | RECT. DUCT | 950X350 | w/ 1” ACOUSTICAL LINING | . | . | TRANSFER DUCT | NO
RECT. DUCT m | 12 | 6.5 | m | 0 | RECT. DUCT | 900X400 | . | . | . | VARCF-304 | NO
RECT. DUCT m | 12 | 2.3 | m | 0 | RECT. DUCT | 300X200 | . | . | LOW PRESSURE | VARCF-304/305 | NO
RECT. DUCT m | 12 | 2.3 | m | 0 | RECT. DUCT | 300X200 | . | . | LOW PRESSURE | VARCF-304/305 | NO
RECT. DUCT m | 12 | 1.6 | m | 0 | RECT. DUCT | 500X300 | . | . | . | VARCF-305 | NO
RECT. DUCT m | 12 | 2.3 | m | 0 | RECT. DUCT | 300X200 | . | . | LOW PRESSURE | VARCF-304/305 | NO
RECT. DUCT m | 12 | 2.3 | m | 0 | RECT. DUCT | 300X200 | . | . | LOW PRESSURE | VARCF-304/305 | NO
RECT. DUCT m | 12 | 2.3 | m | 0 | RECT. DUCT | 300X200 | . | . | LOW PRESSURE | VARCF-304/305 | NO
RECT. DUCT m | 12 | 2.5 | m | 0 | RECT. DUCT | 300X200 | . | . | LOW PRESSURE | VARCF-304/305 | NO
RECT. DUCT m | 12 | 2 | m | 0 | RECT. DUCT | 200X200 | . | . | . | VARCF-304 | NO
RECT. DUCT m | 12 | 6.3 | m | 0 | RECT. DUCT | 350X250 | . | . | . | VARCF-305 | NO
RECT. DUCT m | 12 | 2 | m | 0 | RECT. DUCT | 350X300 | . | . | LOW PRESSURE | VARCF-304/305 | NO
RECT. DUCT m | 12 | 1.5 | m | 0 | RECT. DUCT | 500X250 | w/ 1” ACOUSTICAL LINING | . | . | TRANSFER DUCT | NO
RECT. DUCT m | 12 | 1.5 | m | 0 | RECT. DUCT | 500X250 | w/ 1” ACOUSTICAL LINING | . | . | TRANSFER DUCT | NO
RECT. DUCT m | 12 | 0.4 | m | 0 | RECT. DUCT | 400X350 | w/ 1” ACOUSTICAL LINING | . | . | TRANSFER DUCT | NO
RECT. DUCT m | 12 | 0.4 | m | 0 | RECT. DUCT | 350X200 | w/ 1” ACOUSTICAL LINING | . | . | TRANSFER DUCT | NO
RECT. DUCT m | 12 | 0.4 | m | 0 | RECT. DUCT | 350X200 | w/ 1” ACOUSTICAL LINING | . | . | TRANSFER DUCT | NO
RECT. DUCT m | 12 | 0.4 | m | 0 | RECT. DUCT | 350X200 | w/ 1” ACOUSTICAL LINING | . | . | TRANSFER DUCT | NO
RECT. DUCT m | 12 | 0.4 | m | 0 | RECT. DUCT | 350X200 | w/ 1” ACOUSTICAL LINING | . | . | TRANSFER DUCT | NO
RECT. DUCT m | 12 | 0.4 | m | 0 | RECT. DUCT | 350X200 | w/ 1” ACOUSTICAL LINING | . | . | TRANSFER DUCT | NO
RECT. DUCT m | 12 | 0.4 | m | 0 | RECT. DUCT | 350X200 | w/ 1” ACOUSTICAL LINING | . | . | TRANSFER DUCT | NO
RECT. DUCT m | 12 | 0.4 | m | 0 | RECT. DUCT | 400X350 | w/ 1” ACOUSTICAL LINING | . | . | TRANSFER DUCT | NO
RECT. DUCT m | 12 | 1.6 | m | 0 | RECT. DUCT | 950X350 | w/ 1” ACOUSTICAL LINING | . | . | TRANSFER DUCT | NO
RECT. DUCT m | 12 | 4.3 | m | 0 | RECT. DUCT | 300X250 | . | . | LOW PRESSURE | VARCF-302/304 | NO
RECT. DUCT m | 12 | 2 | m | 0 | RECT. DUCT | 250X150 | . | . | LOW PRESSURE | VARCF-302/304 | NO
RECT. DUCT m | 12 | 26.5 | m | 0 | RECT. DUCT | 900X300 | . | . | . | VARCF-305 | NO
RECT. DUCT m | 12 | 12.9 | m | 0 | RECT. DUCT | 1000X400 | . | . | . | VARCF-305 | NO
RECT. DUCT m | 12 | 1.5 | m | 0 | RECT. DUCT | 600X300 | w/ 1” ACOUSTICAL LINING | . | . | TRANSFER DUCT | NO
RECT. DUCT m | 12 | 1.5 | m | 0 | RECT. DUCT | 900X300 | w/ 1” ACOUSTICAL LINING | . | . | TRANSFER DUCT | NO
RECT. DUCT m | 12 | 1.5 | m | 0 | RECT. DUCT | 900X300 | w/ 1” ACOUSTICAL LINING | . | . | TRANSFER DUCT | NO
RECT. DUCT m | 12 | 1.5 | m | 0 | RECT. DUCT | 900X300 | w/ 1” ACOUSTICAL LINING | . | . | TRANSFER DUCT | NO
RECT. DUCT m | 12 | 5.5 | m | 0 | RECT. DUCT | 500X400 | . | . | LOW PRESSURE | VARCF-304/305 | NO
RECT. DUCT m | 12 | 12.2 | m | 0 | RECT. DUCT | 750X400 | . | . | . | VARCF-304 | NO
RECT. DUCT m | 12 | 8.9 | m | 0 | RECT. DUCT | 650X400 | . | . | . | VARCF-304 | NO
RECT. DUCT m | 12 | 8.9 | m | 0 | RECT. DUCT | 650X300 | . | . | . | VARCF-304 | NO
RECT. DUCT m | 12 | 8 | m | 0 | RECT. DUCT | 900X300 | w/ 1” ACOUSTICAL LINING | . | . | TRANSFER DUCT | NO
RECT. DUCT m | 12 | 13.5 | m | 0 | RECT. DUCT | 400X300 | . | . | . | VARCF-304 | NO
RECT. DUCT m | 12 | 1.5 | m | 0 | RECT. DUCT | 900X300 | w/ 1” ACOUSTICAL LINING | . | . | TRANSFER DUCT | NO
RECT. DUCT m | 12 | 1.5 | m | 0 | RECT. DUCT | 900X300 | w/ 1” ACOUSTICAL LINING | . | . | TRANSFER DUCT | NO
RECT. DUCT m | 12 | 1.5 | m | 0 | RECT. DUCT | 900X300 | w/ 1” ACOUSTICAL LINING | . | . | TRANSFER DUCT | NO
RECT. DUCT m | 12 | 1.5 | m | 0 | RECT. DUCT | 900X300 | w/ 1” ACOUSTICAL LINING | . | . | TRANSFER DUCT | NO
RECT. DUCT m | 12 | 1.5 | m | 0 | RECT. DUCT | 900X300 | w/ 1” ACOUSTICAL LINING | . | . | TRANSFER DUCT | NO
RECT. DUCT m | 12 | 1.5 | m | 0 | RECT. DUCT | 900X300 | w/ 1” ACOUSTICAL LINING | . | . | TRANSFER DUCT | NO
RECT. DUCT m | 12 | 2.5 | m | 0 | RECT. DUCT | 350X300 | . | . | LOW PRESSURE | VARCF-304/305 | NO
RECT. DUCT m | 12 | 1.8 | m | 0 | RECT. DUCT | 300X250 | . | . | LOW PRESSURE | VARCF-304/305 | NO
RECT. DUCT m | 12 | 0.8 | m | 0 | RECT. DUCT | 300X200 | . | . | LOW PRESSURE | VARCF-304/305 | NO
RECT. DUCT m | 12 | 7.6 | m | 0 | RECT. DUCT | 700X400 | . | . | . | VARCF-304 | NO
RECT. DUCT m | 12 | 9.4 | m | 0 | RECT. DUCT | 600X350 | . | . | . | VARCF-304 | NO
RECT. DUCT m | 12 | 4.5 | m | 0 | RECT. DUCT | 400X350 | . | . | . | VARCF-304 | NO
RECT. DUCT m | 12 | 1 | m | 0 | RECT. DUCT | 350X350 | . | . | . | VARCF-304 | NO
RECT. DUCT m | 12 | 2.2 | m | 0 | RECT. DUCT | 500X400 | . | . | LOW PRESSURE | VARCF-304/305 | NO
RECT. DUCT m | 12 | 1.6 | m | 0 | RECT. DUCT | 350X300 | . | . | LOW PRESSURE | VARCF-304/305 | NO
RECT. DUCT m | 12 | 1.6 | m | 0 | RECT. DUCT | 350X300 | . | . | LOW PRESSURE | VARCF-304/305 | NO
RECT. DUCT m | 12 | 2.2 | m | 0 | RECT. DUCT | 500X450 | . | . | LOW PRESSURE | VARCF-304/305 | NO
RECT. DUCT m | 12 | 1.3 | m | 0 | RECT. DUCT | 300X200 | . | . | . | VARCF-304/305 | NO
RECT. DUCT m | 12 | 1.2 | m | 0 | RECT. DUCT | 300X200 | . | . | . | VARCF-304/305 | NO
RECT. DUCT m | 12 | 1.3 | m | 0 | RECT. DUCT | 300X200 | . | . | . | VARCF-304/305 | NO
RECT. DUCT m | 12 | 1.2 | m | 0 | RECT. DUCT | 300X200 | . | . | . | VARCF-304/305 | NO
RECT. DUCT m | 12 | 1.5 | m | 0 | RECT. DUCT | 400X300 | . | . | . | VARCF-304/305 | NO
RECT. DUCT m | 12 | 1.5 | m | 0 | RECT. DUCT | 400X300 | . | . | . | VARCF-304/305 | NO
RECT. DUCT m | 12 | 3.9 | m | 0 | RECT. DUCT | 1250X400 | . | . | . | VARCF-305 | NO
RECT. DUCT m | 12 | 11.3 | m | 0 | RECT. DUCT | 950X400 | . | . | . | VARCF-305 | NO
RECT. DUCT m | 12 | 7.8 | m | 0 | RECT. DUCT | 700X350 | . | . | . | VARCF-305 | NO
RECT. DUCT m | 12 | 2 | m | 0 | RECT. DUCT | 750X300 | . | . | . | VARCF-305 | NO
RECT. DUCT m | 12 | 6.7 | m | 0 | RECT. DUCT | 400X300 | . | . | . | VARCF-305 | NO
RECT. DUCT m | 12 | 2.8 | m | 0 | RECT. DUCT | 300X200 | . | . | LOW PRESSURE | VARCF-304/305 | NO
RECT. DUCT m | 12 | 2.9 | m | 0 | RECT. DUCT | 300X200 | . | . | LOW PRESSURE | VARCF-304/305 | NO
RECT. DUCT m | 12 | 2.8 | m | 0 | RECT. DUCT | 300X200 | . | . | LOW PRESSURE | VARCF-304/305 | NO
RECT. DUCT m | 12 | 2.4 | m | 0 | RECT. DUCT | 300X200 | . | . | LOW PRESSURE | VARCF-304/305 | NO
RECT. DUCT m | 12 | 1.8 | m | 0 | RECT. DUCT | 200X200 | . | . | . | VARCF-304 | NO
RECT. DUCT m | 12 | 2.8 | m | 0 | RECT. DUCT | 300X200 | . | . | . | VARCF-304 | NO
RECT. DUCT m | 12 | 11.3 | m | 0 | RECT. DUCT | 300X200 | . | . | . | VARCF-304 | NO
RECT. DUCT m | 12 | 0.4 | m | 0 | RECT. DUCT | 350X200 | w/ 1” ACOUSTICAL LINING | . | . | TRANSFER DUCT | NO
RECT. DUCT m | 12 | 0.4 | m | 0 | RECT. DUCT | 350X200 | w/ 1” ACOUSTICAL LINING | . | . | TRANSFER DUCT | NO
RECT. DUCT m | 12 | 0.4 | m | 0 | RECT. DUCT | 350X200 | w/ 1” ACOUSTICAL LINING | . | . | TRANSFER DUCT | NO
RECT. DUCT m | 12 | 0.4 | m | 0 | RECT. DUCT | 350X200 | w/ 1” ACOUSTICAL LINING | . | . | TRANSFER DUCT | NO
RECT. DUCT m | 12 | 0.4 | m | 0 | RECT. DUCT | 350X200 | w/ 1” ACOUSTICAL LINING | . | . | TRANSFER DUCT | NO
RECT. DUCT m | 12 | 0.4 | m | 0 | RECT. DUCT | 350X200 | w/ 1” ACOUSTICAL LINING | . | . | TRANSFER DUCT | NO
RECT. DUCT m | 12 | 0.4 | m | 0 | RECT. DUCT | 350X200 | w/ 1” ACOUSTICAL LINING | . | . | TRANSFER DUCT | NO
RECT. DUCT m | 12 | 0.4 | m | 0 | RECT. DUCT | 350X200 | w/ 1” ACOUSTICAL LINING | . | . | TRANSFER DUCT | NO
RECT. DUCT m | 12 | 0.4 | m | 0 | RECT. DUCT | 600X350 | w/ 1” ACOUSTICAL LINING | . | . | TRANSFER DUCT | NO
RECT. DUCT m | 12 | 0.4 | m | 0 | RECT. DUCT | 400X350 | w/ 1” ACOUSTICAL LINING | . | . | TRANSFER DUCT | NO
RECT. DUCT m | 12 | 1.9 | m | 0 | RECT. DUCT | 300X200 | . | . | LOW PRESSURE | VARCF-304/305 | NO
RECT. DUCT m | 12 | 2.5 | m | 0 | RECT. DUCT | 300X200 | . | . | LOW PRESSURE | VARCF-304/305 | NO
RECT. DUCT m | 12 | 2.5 | m | 0 | RECT. DUCT | 300X200 | . | . | LOW PRESSURE | VARCF-304/305 | NO
RECT. DUCT m | 12 | 2.5 | m | 0 | RECT. DUCT | 300X200 | . | . | LOW PRESSURE | VARCF-304/305 | NO
RECT. DUCT m | 12 | 2.5 | m | 0 | RECT. DUCT | 350X300 | . | . | LOW PRESSURE | VARCF-304/305 | NO
RECT. DUCT m | 12 | 0.4 | m | 0 | RECT. DUCT | 600X350 | w/ 1” ACOUSTICAL LINING | . | . | TRANSFER DUCT | NO
RECT. DUCT m | 12 | 2.5 | m | 0 | RECT. DUCT | 300X250 | . | . | LOW PRESSURE | VARCF-304/305 | NO
RECT. DUCT m | 12 | 1.3 | m | 0 | RECT. DUCT | 300X200 | . | . | LOW PRESSURE | VARCF-304/305 | NO
RECT. DUCT m | 12 | 6.7 | m | 0 | RECT. DUCT | 1200X400 | . | . | . | VARCF-305 | NO
RECT. DUCT m | 12 | 1.5 | m | 0 | RECT. DUCT | 250X200 | . | . | . | VARCF-305 | NO
RECT. DUCT m | 12 | 4.3 | m | 0 | RECT. DUCT | 300X250 | . | . | LOW PRESSURE | VARCF-304/305 | NO
RECT. DUCT m | 12 | 2.5 | m | 0 | RECT. DUCT | 450X300 | . | . | . | VARCF-305 | NO
RECT. DUCT m | 12 | 0.7 | m | 0 | RECT. DUCT | 400X350 | . | . | . | VARCF-305 | NO
RECT. DUCT m | 12 | 2.5 | m | 0 | RECT. DUCT | 1500X900 | . | 6-SS-16 | . | VARCF-303 | NO
RECT. DUCT m | 12 | 6.5 | m | 0 | RECT. DUCT | 1000X750 | . | 6-SS-16 | . | VARCF-303 | NO
RECT. DUCT m | 12 | 4.9 | m | 0 | RECT. DUCT | 1000X600 | . | 6-SS-16 | . | VARCF-303 | NO
RECT. DUCT m | 12 | 0.4 | m | 0 | RECT. DUCT | 350X300 | . | . | BP | VA-333-VA-0001 | NO
RECT. DUCT m | 12 | 4.2 | m | 0 | RECT. DUCT | 450X350 | . | . | . | VARCF-304 | NO
RECT. DUCT m | 12 | 12.9 | m | 0 | RECT. DUCT | 400X250 | . | . | . | VARCF-304 | NO
RECT. DUCT m | 12 | 2.5 | m | 0 | RECT. DUCT | 250X200 | . | . | . | VARCF-304 | NO
RECT. DUCT m | 12 | 0.4 | m | 0 | RECT. DUCT | 400X350 | w/ 1” ACOUSTICAL LINING | . | . | TRANSFER DUCT | NO
RECT. DUCT m | 12 | 3.5 | m | 0 | RECT. DUCT | 400X250 | . | . | . | VARCF-305 | NO
RECT. DUCT m | 12 | 4.9 | m | 0 | RECT. DUCT | 350X300 | . | . | . | VARCF-304 | NO
RECT. DUCT m | 12 | 2.3 | m | 0 | RECT. DUCT | 350X300 | . | . | . | VARCF-304/305 | NO
RECT. DUCT m | 12 | 1.4 | m | 0 | RECT. DUCT | 300X200 | . | . | . | VARCF-304/305 | NO
RECT. DUCT m | 12 | 5.8 | m | 0 | RECT. DUCT | 500X441 | . | . | . | VARCF-302/304 | NO
RECT. DUCT m | 12 | 7.5 | m | 0 | RECT. DUCT | 400X300 | . | . | . | VARCF-302/304 | NO
RECT. DUCT m | 12 | 11.3 | m | 0 | RECT. DUCT | 650X300 | . | . | LOW PRESSURE | VFC-345 | NO
RECT. DUCT m | 12 | 5.3 | m | 0 | RECT. DUCT | 450X250 | . | . | LOW PRESSURE | VFC-345 | NO
RECT. DUCT m | 12 | 1.9 | m | 0 | RECT. DUCT | 250X250 | . | . | . | VARCF-302/304 | NO
RECT. DUCT m | 12 | 0.5 | m | 0 | RECT. DUCT | 250X100 | . | . | LOW PRESSURE | VFC-345 | NO
RECT. DUCT m | 12 | 0.5 | m | 0 | RECT. DUCT | 325X125 | . | . | LOW PRESSURE | VFC-345 | NO
RECT. DUCT m | 12 | 0.5 | m | 0 | RECT. DUCT | 325X125 | . | . | LOW PRESSURE | VFC-345 | NO
RECT. DUCT m | 12 | 0.5 | m | 0 | RECT. DUCT | 325X125 | . | . | LOW PRESSURE | VFC-345 | NO
RECT. DUCT m | 12 | 0.5 | m | 0 | RECT. DUCT | 325X125 | . | . | LOW PRESSURE | VFC-345 | NO
RECT. DUCT m | 12 | 2 | m | 0 | RECT. DUCT | 300X250 | . | . | LOW PRESSURE | VARCF-302/304 | NO
RECT. DUCT m | 12 | 1.6 | m | 0 | RECT. DUCT | 300X250 | . | . | LOW PRESSURE | VARCF-302/304 | NO
RECT. DUCT m | 12 | 1.7 | m | 0 | RECT. DUCT | 200X200 | . | . | . | VARCF-304 | NO
RECT. DUCT m | 12 | 3.6 | m | 0 | RECT. DUCT | 300X200 | . | . | . | VARCF-304 | NO
RECT. DUCT m | 12 | 22.8 | m | 0 | RECT. DUCT | 300X200 | . | . | . | VARCF-305 | NO
RECT. DUCT m | 12 | 2.5 | m | 0 | RECT. DUCT | 250X200 | . | 6-SS-16 | . | VE-314-VE-0001 | NO
RECT. DUCT m | 12 | 2.8 | m | 0 | RECT. DUCT | 250X200 | . | 6-SS-16 | . | VE-314-VE-0001 | NO
RECT. DUCT m | 12 | 0.2 | m | 0 | RECT. DUCT | 250X100 | w/ 1” ACOUSTICAL LINING | . | . | TRANSFER DUCT | NO
RECT. DUCT m | 12 | 0.2 | m | 0 | RECT. DUCT | 350X300 | . | . | BP | VA-334-VA-0001 | NO
RECT. DUCT m | 12 | 2.5 | m | 0 | RECT. DUCT | 900X500 | . | 6-SS-16 | LOW PRESSURE | VFC-345 | NO
RECT. DUCT m | 12 | 2.8 | m | 0 | RECT. DUCT | 250X250 | . | . | LOW PRESSURE | VFC-345 | NO
RECT. DUCT m | 12 | 0.8 | m | 0 | RECT. DUCT | 350X300 | . | . | BP | VA-332-VA-0001 | NO
RECT. DUCT m | 12 | 3.4 | m | 0 | RECT. DUCT | 600X250 | w/ 1” ACOUSTICAL LINING | . | . | TRANSFER DUCT | NO
RECT. DUCT m | 12 | 2.1 | m | 0 | RECT. DUCT | 300X200 | . | . | . | VARCF-302/304 | NO
RECT. DUCT m | 12 | 2.6 | m | 0 | RECT. DUCT | 250X150 | . | . | LOW PRESSURE | VARCF-302/304 | NO
RECT. DUCT m | 12 | 1.5 | m | 0 | RECT. DUCT | 500X250 | w/ 1” ACOUSTICAL LINING | . | . | TRANSFER DUCT | NO
RECT. DUCT m | 12 | 1.5 | m | 0 | RECT. DUCT | 500X250 | w/ 1” ACOUSTICAL LINING | . | . | TRANSFER DUCT | NO
RECT. DUCT m | 12 | 1.5 | m | 0 | RECT. DUCT | 900X300 | w/ 1” ACOUSTICAL LINING | . | . | TRANSFER DUCT | NO
RECT. DUCT m | 12 | 1.5 | m | 0 | RECT. DUCT | 900X300 | w/ 1” ACOUSTICAL LINING | . | . | TRANSFER DUCT | NO
RECT. DUCT m | 12 | 1.8 | m | 0 | RECT. DUCT | 350X300 | . | . | LOW PRESSURE | VFC-346 | NO
RECT. DUCT m | 12 | 13 | m | 0 | RECT. DUCT | 650X300 | . | . | LOW PRESSURE | VFC-346 | NO
RECT. DUCT m | 12 | 3.6 | m | 0 | RECT. DUCT | 900X500 | . | 6-SS-16 | LOW PRESSURE | VFC-346 | NO
RECT. DUCT m | 12 | 2.7 | m | 0 | RECT. DUCT | 300X300 | . | 6-SS-16 | . | VE-331-VE-0003 | NO
RECT. DUCT m | 12 | 0.7 | m | 0 | RECT. DUCT | 300X100 | . | . | LOW PRESSURE | VFC-346 | NO
RECT. DUCT m | 12 | 0.7 | m | 0 | RECT. DUCT | 300X100 | . | . | LOW PRESSURE | VFC-346 | NO
RECT. DUCT m | 12 | 0.5 | m | 0 | RECT. DUCT | 300X100 | . | . | LOW PRESSURE | VFC-346 | NO
RECT. DUCT m | 12 | 0.5 | m | 0 | RECT. DUCT | 300X100 | . | . | LOW PRESSURE | VFC-346 | NO
RECT. DUCT m | 12 | 0.5 | m | 0 | RECT. DUCT | 300X100 | . | . | LOW PRESSURE | VFC-346 | NO
RECT. DUCT m | 12 | 26.2 | m | 0 | RECT. DUCT | 200X200 | . | 6-SS-16 | . | VE-314-VE-0001 | NO
RECT. DUCT m | 12 | 0.9 | m | 0 | RECT. DUCT | 200X200 | . | 6-SS-16 | . | VE-314-VE-0001 | NO
RECT. DUCT m | 12 | 1.5 | m | 0 | RECT. DUCT | 600X300 | w/ 1” ACOUSTICAL LINING | . | . | TRANSFER DUCT | NO
RECT. DUCT m | 12 | 1.5 | m | 0 | RECT. DUCT | 600X300 | w/ 1” ACOUSTICAL LINING | . | . | TRANSFER DUCT | NO
RECT. DUCT m | 12 | 13.6 | m | 0 | RECT. DUCT | 850X300 | . | . | . | VARCF-302 | NO
RECT. DUCT m | 12 | 10.5 | m | 0 | RECT. DUCT | 350X250 | . | . | . | VARCF-304 | NO
RECT. DUCT m | 12 | 2.1 | m | 0 | RECT. DUCT | 300X200 | . | . | . | VARCF-302/304 | NO
RECT. DUCT m | 12 | 1.8 | m | 0 | RECT. DUCT | 800X500 | . | . | . | VARCF-302 | NO
RECT. DUCT m | 12 | 1.4 | m | 0 | RECT. DUCT | 300X250 | . | . | . | VARCF-302 | NO
RECT. DUCT m | 12 | 1.2 | m | 0 | RECT. DUCT | 400X350 | . | . | . | VARCF-304 | NO
RECT. DUCT m | 12 | 9.2 | m | 0 | RECT. DUCT | 800X300 | . | . | . | VARCF-302 | NO
RECT. DUCT m | 12 | 3.8 | m | 0 | RECT. DUCT | 500X200 | . | . | . | VARCF-302 | NO
RECT. DUCT m | 12 | 0.7 | m | 0 | RECT. DUCT | 250X100 | . | . | LOW PRESSURE | VFC-345 | NO
RECT. DUCT m | 12 | 0.2 | m | 0 | RECT. DUCT | 250X100 | w/ 1” ACOUSTICAL LINING | . | . | TRANSFER DUCT | NO
RECT. DUCT m | 12 | 1.5 | m | 0 | RECT. DUCT | 600X300 | w/ 1” ACOUSTICAL LINING | . | . | TRANSFER DUCT | NO
RECT. DUCT m | 12 | 4.8 | m | 0 | RECT. DUCT | 450X300 | . | . | LOW PRESSURE | VARCF-302/304 | NO
RECT. DUCT m | 12 | 6 | m | 0 | RECT. DUCT | 300X250 | . | . | LOW PRESSURE | VARCF-304/305 | NO
RECT. DUCT m | 13 | 4.5 | m | 0 | RECT. DUCT | 800X300 | . | . | . | VARCF-304 | NO
RECT. DUCT m | 13 | 1.4 | m | 0 | RECT. DUCT | 300X250 | . | . | . | VARCF-304 | NO
RECT. DUCT m | 13 | 1.8 | m | 0 | RECT. DUCT | 400X350 | . | . | . | VARCF-304 | NO
RECT. DUCT m | 13 | 4.2 | m | 0 | RECT. DUCT | 550X350 | . | . | . | VARCF-304 | NO
RECT. DUCT m | 13 | 11.7 | m | 0 | RECT. DUCT | 800X300 | . | . | . | VARCF-302 | NO
RECT. DUCT m | 13 | 6.1 | m | 0 | RECT. DUCT | 500X200 | . | . | . | VARCF-302 | NO
RECT. DUCT m | 13 | 0.1 | m | 0 | RECT. DUCT | 300X200 | . | . | . | VARCF-304 | NO
RECT. DUCT m | 13 | 11 | m | 0 | RECT. DUCT | 800X500 | . | . | . | VARCF-302 | NO
RECT. DUCT m | 13 | 8.9 | m | 0 | RECT. DUCT | 800X500 | . | . | . | VARCF-302 | NO
RECT. DUCT m | 13 | 11.5 | m | 0 | RECT. DUCT | 650X500 | . | . | . | VARCF-302 | NO
RECT. DUCT m | 13 | 14.5 | m | 0 | RECT. DUCT | 700X500 | . | . | . | VARCF-302 | NO
RECT. DUCT m | 13 | 2.5 | m | 0 | RECT. DUCT | 1200X500 | . | . | . | VARCF-302 | NO
RECT. DUCT m | 13 | 11.8 | m | 0 | RECT. DUCT | 700X500 | . | . | . | VARCF-302 | NO
RECT. DUCT m | 13 | 14.6 | m | 0 | RECT. DUCT | 650X500 | . | . | . | VARCF-302 | NO
RECT. DUCT m | 13 | 8.7 | m | 0 | RECT. DUCT | 600X400 | . | . | . | VARCF-302 | NO
RECT. DUCT m | 13 | 1.5 | m | 0 | RECT. DUCT | 900X300 | w/ 1” ACOUSTICAL LINING | . | . | TRANSFER DUCT | NO
RECT. DUCT m | 13 | 1.5 | m | 0 | RECT. DUCT | 900X300 | w/ 1” ACOUSTICAL LINING | . | . | TRANSFER DUCT | NO
RECT. DUCT m | 13 | 1.5 | m | 0 | RECT. DUCT | 900X300 | w/ 1” ACOUSTICAL LINING | . | . | TRANSFER DUCT | NO
RECT. DUCT m | 13 | 1.5 | m | 0 | RECT. DUCT | 900X300 | w/ 1” ACOUSTICAL LINING | . | . | TRANSFER DUCT | NO
RECT. DUCT m | 13 | 1.5 | m | 0 | RECT. DUCT | 900X300 | w/ 1” ACOUSTICAL LINING | . | . | TRANSFER DUCT | NO
RECT. DUCT m | 13 | 1.5 | m | 0 | RECT. DUCT | 900X300 | w/ 1” ACOUSTICAL LINING | . | . | TRANSFER DUCT | NO
RECT. DUCT m | 13 | 1.5 | m | 0 | RECT. DUCT | 900X300 | w/ 1” ACOUSTICAL LINING | . | . | TRANSFER DUCT | NO
RECT. DUCT m | 13 | 1.5 | m | 0 | RECT. DUCT | 900X300 | w/ 1” ACOUSTICAL LINING | . | . | TRANSFER DUCT | NO
RECT. DUCT m | 13 | 1.5 | m | 0 | RECT. DUCT | 900X300 | w/ 1” ACOUSTICAL LINING | . | . | TRANSFER DUCT | NO
RECT. DUCT m | 13 | 1.5 | m | 0 | RECT. DUCT | 900X300 | w/ 1” ACOUSTICAL LINING | . | . | TRANSFER DUCT | NO
RECT. DUCT m | 13 | 1.5 | m | 0 | RECT. DUCT | 900X300 | w/ 1” ACOUSTICAL LINING | . | . | TRANSFER DUCT | NO
RECT. DUCT m | 13 | 1.5 | m | 0 | RECT. DUCT | 900X300 | w/ 1” ACOUSTICAL LINING | . | . | TRANSFER DUCT | NO
RECT. DUCT m | 13 | 1.5 | m | 0 | RECT. DUCT | 600X300 | w/ 1” ACOUSTICAL LINING | . | . | TRANSFER DUCT | NO
RECT. DUCT m | 13 | 1.5 | m | 0 | RECT. DUCT | 600X300 | w/ 1” ACOUSTICAL LINING | . | . | TRANSFER DUCT | NO
RECT. DUCT m | 13 | 1.5 | m | 0 | RECT. DUCT | 600X300 | w/ 1” ACOUSTICAL LINING | . | . | TRANSFER DUCT | NO
RECT. DUCT m | 13 | 1.5 | m | 0 | RECT. DUCT | 600X300 | w/ 1” ACOUSTICAL LINING | . | . | TRANSFER DUCT | NO
RECT. DUCT m | 13 | 1.6 | m | 0 | RECT. DUCT | 650X350 | w/ 1” ACOUSTICAL LINING | . | . | TRANSFER DUCT | NO
RECT. DUCT m | 13 | 1.5 | m | 0 | RECT. DUCT | 500X250 | w/ 1” ACOUSTICAL LINING | . | . | TRANSFER DUCT | NO
RECT. DUCT m | 13 | 1.5 | m | 0 | RECT. DUCT | 500X250 | w/ 1” ACOUSTICAL LINING | . | . | TRANSFER DUCT | NO
RECT. DUCT m | 13 | 1.5 | m | 0 | RECT. DUCT | 950X350 | w/ 1” ACOUSTICAL LINING | . | . | TRANSFER DUCT | NO
RECT. DUCT m | 13 | 1.6 | m | 0 | RECT. DUCT | 650X350 | w/ 1” ACOUSTICAL LINING | . | . | TRANSFER DUCT | NO
RECT. DUCT m | 13 | 1.6 | m | 0 | RECT. DUCT | 650X350 | w/ 1” ACOUSTICAL LINING | . | . | TRANSFER DUCT | NO
RECT. DUCT m | 13 | 1.6 | m | 0 | RECT. DUCT | 650X350 | w/ 1” ACOUSTICAL LINING | . | . | TRANSFER DUCT | NO
RECT. DUCT m | 13 | 1.6 | m | 0 | RECT. DUCT | 650X350 | w/ 1” ACOUSTICAL LINING | . | . | TRANSFER DUCT | NO
RECT. DUCT m | 13 | 1.9 | m | 0 | RECT. DUCT | 300X200 | . | . | LOW PRESSURE | VARCF-302/304 | NO
RECT. DUCT m | 13 | 1.4 | m | 0 | RECT. DUCT | 400X300 | . | . | . | VARCF-302 | NO
RECT. DUCT m | 13 | 6.9 | m | 0 | RECT. DUCT | 300X250 | . | . | LOW PRESSURE | VARCF-302/304 | NO
RECT. DUCT m | 13 | 5.4 | m | 0 | RECT. DUCT | 300X250 | . | . | LOW PRESSURE | VARCF-302/304 | NO
RECT. DUCT m | 13 | 3 | m | 0 | RECT. DUCT | 500X250 | . | . | LOW PRESSURE | VARCF-302/304 | NO
RECT. DUCT m | 13 | 1.7 | m | 0 | RECT. DUCT | 400X300 | . | . | . | VARCF-302 | NO
RECT. DUCT m | 13 | 1.3 | m | 0 | RECT. DUCT | 450X200 | w/ 1” ACOUSTICAL LINING | . | . | TRANSFER DUCT | NO
RECT. DUCT m | 13 | 1.5 | m | 0 | RECT. DUCT | 550X300 | w/ 1” ACOUSTICAL LINING | . | . | TRANSFER DUCT | NO
RECT. DUCT m | 13 | 1.5 | m | 0 | RECT. DUCT | 550X300 | w/ 1” ACOUSTICAL LINING | . | . | TRANSFER DUCT | NO
RECT. DUCT m | 13 | 2.3 | m | 0 | RECT. DUCT | 1800X550 | . | . | . | VARCF-302 | NO
RECT. DUCT m | 13 | 1.6 | m | 0 | RECT. DUCT | 300X200 | . | . | LOW PRESSURE | VARCF-302/304 | NO
RECT. DUCT m | 13 | 3.9 | m | 0 | RECT. DUCT | 700X250 | . | . | . | VARCF-304 | NO
RECT. DUCT m | 13 | 4.1 | m | 0 | RECT. DUCT | 600X200 | . | . | . | VARCF-304 | NO
RECT. DUCT m | 13 | 1.1 | m | 0 | RECT. DUCT | 350X200 | . | . | . | VARCF-304 | NO
RECT. DUCT m | 13 | 10 | m | 0 | RECT. DUCT | 2000X500 | . | 6-SS-16 | . | VARCF-303 | NO
RECT. DUCT m | 13 | 3.5 | m | 0 | RECT. DUCT | 900X500 | . | 6-SS-16 | . | VARCF-303 | NO
RECT. DUCT m | 13 | 1.8 | m | 0 | RECT. DUCT | 400X375 | . | . | . | VACF-301 | NO
RECT. DUCT m | 13 | 3.6 | m | 0 | RECT. DUCT | 250X250 | . | . | . | VACF-301 | NO
RECT. DUCT m | 13 | 3.4 | m | 0 | RECT. DUCT | 500X400 | . | . | LOW PRESSURE | VARCF-302/304 | NO
RECT. DUCT m | 13 | 5.5 | m | 0 | RECT. DUCT | 650X350 | . | . | . | VARCF-302 | NO
RECT. DUCT m | 13 | 3.1 | m | 0 | RECT. DUCT | 500X400 | . | . | LOW PRESSURE | VARCF-302/304 | NO
RECT. DUCT m | 13 | 4.4 | m | 0 | RECT. DUCT | 500X400 | . | . | LOW PRESSURE | VARCF-302/304 | NO
RECT. DUCT m | 13 | 6.6 | m | 0 | RECT. DUCT | 750X400 | . | . | . | VARCF-304 | NO
RECT. DUCT m | 13 | 2.5 | m | 0 | RECT. DUCT | 500X400 | . | . | LOW PRESSURE | VARCF-302/304 | NO
RECT. DUCT m | 13 | 5.8 | m | 0 | RECT. DUCT | 600X350 | . | . | . | VARCF-304 | NO
RECT. DUCT m | 13 | 1 | m | 0 | RECT. DUCT | 300X300 | . | . | . | VACF-301 | NO
RECT. DUCT m | 13 | 0.7 | m | 0 | RECT. DUCT | 300X300 | . | . | . | VACF-301 | NO
RECT. DUCT m | 13 | 4 | m | 0 | RECT. DUCT | 250X250 | . | . | . | VACF-301 | NO
RECT. DUCT m | 13 | 1 | m | 0 | RECT. DUCT | 200X200 | . | . | . | VACF-301 | NO
RECT. DUCT m | 13 | 3.9 | m | 0 | RECT. DUCT | 200X200 | . | . | . | VACF-301 | NO
RECT. DUCT m | 13 | 4 | m | 0 | RECT. DUCT | 400X300 | . | . | . | VARCF-304 | NO
RECT. DUCT m | 13 | 5.8 | m | 0 | RECT. DUCT | 400X300 | . | . | . | VARCF-302 | NO
RECT. DUCT m | 13 | 3 | m | 0 | RECT. DUCT | 250X250 | . | . | . | VARCF-304 | NO
RECT. DUCT m | 13 | 1.2 | m | 0 | RECT. DUCT | 300X200 | . | . | LOW PRESSURE | VARCF-302/304 | NO
RECT. DUCT m | 13 | 0.8 | m | 0 | RECT. DUCT | 450X300 | . | . | LOW PRESSURE | VARCF-302/304 | NO
RECT. DUCT m | 13 | 6.3 | m | 0 | RECT. DUCT | 550X300 | . | . | . | VARCF-302 | NO
RECT. DUCT m | 13 | 5 | m | 0 | RECT. DUCT | 350X250 | . | . | . | VARCF-304 | NO
RECT. DUCT m | 13 | 4.2 | m | 0 | RECT. DUCT | 250X250 | . | . | . | VARCF-304 | NO
RECT. DUCT m | 13 | 8.9 | m | 0 | RECT. DUCT | 350X200 | . | . | LOW PRESSURE | VARCF-302/304 | NO
RECT. DUCT m | 13 | 3.1 | m | 0 | RECT. DUCT | 350X250 | . | . | LOW PRESSURE | VARCF-302/304 | NO
RECT. DUCT m | 13 | 1.8 | m | 0 | RECT. DUCT | 450X300 | . | . | LOW PRESSURE | VARCF-302/304 | NO
RECT. DUCT m | 13 | 7.2 | m | 0 | RECT. DUCT | 2000X500 | . | 6-SS-16 | . | VARCF-303 | NO
RECT. DUCT m | 13 | 1.5 | m | 0 | RECT. DUCT | 1400X600 | . | 6-SS-16 | . | VARCF-303 | NO
RECT. DUCT m | 13 | 11.3 | m | 0 | RECT. DUCT | 650X650 | . | . | . | VARCF-304 | NO
RECT. DUCT m | 13 | 15.9 | m | 0 | RECT. DUCT | 500X350 | . | . | . | VARCF-304 | NO
RECT. DUCT m | 13 | 22.3 | m | 0 | RECT. DUCT | 400X300 | . | . | . | VARCF-304 | NO
RECT. DUCT m | 13 | 4.6 | m | 0 | RECT. DUCT | 700X400 | . | . | . | VARCF-304 | NO
RECT. DUCT m | 13 | 4.1 | m | 0 | RECT. DUCT | 600X350 | . | . | . | VARCF-304 | NO
RECT. DUCT m | 13 | 16.6 | m | 0 | RECT. DUCT | 500X300 | . | . | . | VARCF-304 | NO
RECT. DUCT m | 13 | 2.5 | m | 0 | RECT. DUCT | 650X650 | . | . | . | VARCF-304 | NO
RECT. DUCT m | 13 | 1.4 | m | 0 | RECT. DUCT | 300X200 | . | . | LOW PRESSURE | VARCF-302/304 | NO
RECT. DUCT m | 13 | 0.4 | m | 0 | RECT. DUCT | 400X350 | w/ 1” ACOUSTICAL LINING | . | . | TRANSFER DUCT | NO
RECT. DUCT m | 13 | 0.4 | m | 0 | RECT. DUCT | 350X200 | w/ 1” ACOUSTICAL LINING | . | . | TRANSFER DUCT | NO
RECT. DUCT m | 13 | 0.4 | m | 0 | RECT. DUCT | 350X200 | w/ 1” ACOUSTICAL LINING | . | . | TRANSFER DUCT | NO
RECT. DUCT m | 13 | 0.4 | m | 0 | RECT. DUCT | 350X200 | w/ 1” ACOUSTICAL LINING | . | . | TRANSFER DUCT | NO
RECT. DUCT m | 13 | 0.4 | m | 0 | RECT. DUCT | 350X200 | w/ 1” ACOUSTICAL LINING | . | . | TRANSFER DUCT | NO
RECT. DUCT m | 13 | 0.4 | m | 0 | RECT. DUCT | 350X200 | w/ 1” ACOUSTICAL LINING | . | . | TRANSFER DUCT | NO
RECT. DUCT m | 13 | 0.4 | m | 0 | RECT. DUCT | 350X200 | w/ 1” ACOUSTICAL LINING | . | . | TRANSFER DUCT | NO
RECT. DUCT m | 13 | 0.4 | m | 0 | RECT. DUCT | 350X200 | w/ 1” ACOUSTICAL LINING | . | . | TRANSFER DUCT | NO
RECT. DUCT m | 13 | 0.4 | m | 0 | RECT. DUCT | 350X200 | w/ 1” ACOUSTICAL LINING | . | . | TRANSFER DUCT | NO
RECT. DUCT m | 13 | 0.4 | m | 0 | RECT. DUCT | 350X200 | w/ 1” ACOUSTICAL LINING | . | . | TRANSFER DUCT | NO
RECT. DUCT m | 13 | 0.4 | m | 0 | RECT. DUCT | 350X200 | w/ 1” ACOUSTICAL LINING | . | . | TRANSFER DUCT | NO
RECT. DUCT m | 13 | 0.4 | m | 0 | RECT. DUCT | 350X200 | w/ 1” ACOUSTICAL LINING | . | . | TRANSFER DUCT | NO
RECT. DUCT m | 13 | 0.4 | m | 0 | RECT. DUCT | 350X200 | w/ 1” ACOUSTICAL LINING | . | . | TRANSFER DUCT | NO
RECT. DUCT m | 13 | 0.4 | m | 0 | RECT. DUCT | 350X200 | w/ 1” ACOUSTICAL LINING | . | . | TRANSFER DUCT | NO
RECT. DUCT m | 13 | 0.4 | m | 0 | RECT. DUCT | 350X200 | w/ 1” ACOUSTICAL LINING | . | . | TRANSFER DUCT | NO
RECT. DUCT m | 13 | 0.4 | m | 0 | RECT. DUCT | 350X200 | w/ 1” ACOUSTICAL LINING | . | . | TRANSFER DUCT | NO
RECT. DUCT m | 13 | 0.4 | m | 0 | RECT. DUCT | 350X200 | w/ 1” ACOUSTICAL LINING | . | . | TRANSFER DUCT | NO
RECT. DUCT m | 13 | 0.4 | m | 0 | RECT. DUCT | 400X350 | w/ 1” ACOUSTICAL LINING | . | . | TRANSFER DUCT | NO
RECT. DUCT m | 13 | 2.3 | m | 0 | RECT. DUCT | 300X200 | . | . | LOW PRESSURE | VARCF-302/304 | NO
RECT. DUCT m | 13 | 2.3 | m | 0 | RECT. DUCT | 300X200 | . | . | LOW PRESSURE | VARCF-302/304 | NO
RECT. DUCT m | 13 | 2.3 | m | 0 | RECT. DUCT | 300X200 | . | . | LOW PRESSURE | VARCF-302/304 | NO
RECT. DUCT m | 13 | 2.3 | m | 0 | RECT. DUCT | 300X200 | . | . | LOW PRESSURE | VARCF-302/304 | NO
RECT. DUCT m | 13 | 3.1 | m | 0 | RECT. DUCT | 300X200 | . | . | LOW PRESSURE | VARCF-302/304 | NO
RECT. DUCT m | 13 | 3.1 | m | 0 | RECT. DUCT | 300X200 | . | . | LOW PRESSURE | VARCF-302/304 | NO
RECT. DUCT m | 13 | 2.3 | m | 0 | RECT. DUCT | 300X200 | . | . | LOW PRESSURE | VARCF-302/304 | NO
RECT. DUCT m | 13 | 2.4 | m | 0 | RECT. DUCT | 300X200 | . | . | LOW PRESSURE | VARCF-302/304 | NO
RECT. DUCT m | 13 | 2.4 | m | 0 | RECT. DUCT | 300X200 | . | . | LOW PRESSURE | VARCF-302/304 | NO
RECT. DUCT m | 13 | 2.4 | m | 0 | RECT. DUCT | 300X250 | . | . | LOW PRESSURE | VARCF-302/304 | NO
RECT. DUCT m | 13 | 10.9 | m | 0 | RECT. DUCT | 200X200 | . | . | . | VARCF-302/304 | NO
RECT. DUCT m | 13 | 1.3 | m | 0 | RECT. DUCT | 300X200 | . | . | LOW PRESSURE | VARCF-302/304 | NO
RECT. DUCT m | 13 | 2.6 | m | 0 | RECT. DUCT | 300X200 | . | . | LOW PRESSURE | VARCF-302/304 | NO
RECT. DUCT m | 13 | 2.3 | m | 0 | RECT. DUCT | 300X200 | . | . | LOW PRESSURE | VARCF-302/304 | NO
RECT. DUCT m | 13 | 2.7 | m | 0 | RECT. DUCT | 300X200 | . | . | LOW PRESSURE | VARCF-302/304 | NO
RECT. DUCT m | 13 | 1.7 | m | 0 | RECT. DUCT | 300X200 | . | . | LOW PRESSURE | VARCF-302/304 | NO
RECT. DUCT m | 13 | 1.5 | m | 0 | RECT. DUCT | 200X200 | . | . | . | VARCF-302 | NO
RECT. DUCT m | 13 | 1.7 | m | 0 | RECT. DUCT | 300X200 | . | . | LOW PRESSURE | VARCF-302/304 | NO
RECT. DUCT m | 13 | 2.1 | m | 0 | RECT. DUCT | 300X200 | . | . | LOW PRESSURE | VARCF-302/304 | NO
RECT. DUCT m | 13 | 2.2 | m | 0 | RECT. DUCT | 300X200 | . | . | LOW PRESSURE | VARCF-302/304 | NO
RECT. DUCT m | 13 | 2.4 | m | 0 | RECT. DUCT | 300X200 | . | . | LOW PRESSURE | VARCF-302/304 | NO
RECT. DUCT m | 13 | 4.3 | m | 0 | RECT. DUCT | 350X300 | . | . | LOW PRESSURE | VARCF-302/304 | NO
RECT. DUCT m | 13 | 4.8 | m | 0 | RECT. DUCT | 1150X400 | . | . | . | VARCF-304 | NO
RECT. DUCT m | 13 | 6.8 | m | 0 | RECT. DUCT | 500X250 | . | . | . | VARCF-304 | NO
RECT. DUCT m | 13 | 1.9 | m | 0 | RECT. DUCT | 350X350 | . | . | . | VARCF-304 | NO
RECT. DUCT m | 13 | 3.5 | m | 0 | RECT. DUCT | 200X200 | . | . | . | VARCF-302 | NO
RECT. DUCT m | 13 | 1.9 | m | 0 | RECT. DUCT | 200X200 | . | . | . | VARCF-302 | NO
RECT. DUCT m | 13 | 0.9 | m | 0 | RECT. DUCT | 300X250 | . | . | LOW PRESSURE | VARCF-302/304 | NO
RECT. DUCT m | 13 | 0.4 | m | 0 | RECT. DUCT | 200X200 | . | . | . | VACF-301 | NO
RECT. DUCT m | 13 | 0.4 | m | 0 | RECT. DUCT | 200X200 | . | . | . | VACF-301 | NO
RECT. DUCT m | 13 | 2.1 | m | 0 | RECT. DUCT | 200X200 | . | . | . | VARCF-302 | NO
RECT. DUCT m | 13 | 0.4 | m | 0 | RECT. DUCT | 400X350 | w/ 1” ACOUSTICAL LINING | . | . | TRANSFER DUCT | NO
RECT. DUCT m | 13 | 0.1 | m | 0 | RECT. DUCT | 650X250 | . | . | . | VARCF-303 | NO
RECT. DUCT m | 13 | 0.5 | m | 0 | RECT. DUCT | 600X450 | . | . | . | VARCF-303 | NO
RECT. DUCT m | 13 | 2.5 | m | 0 | RECT. DUCT | 500X400 | . | . | LOW PRESSURE | VARCF-302/304 | NO
RECT. DUCT m | 9 | 4.5 | m | 0 | RECT. DUCT | 400X300 | . | . | . | VARCF-305 | NO
RECT. DUCT m | 9 | 10.8 | m | 0 | RECT. DUCT | 550X350 | . | . | . | VARCF-305 | NO
RECT. DUCT m | 9 | 13.9 | m | 0 | RECT. DUCT | 700X350 | . | . | . | VARCF-305 | NO
RECT. DUCT m | 9 | 26.5 | m | 0 | RECT. DUCT | 850X400 | . | . | . | VARCF-305 | NO
RECT. DUCT m | 9 | 12.9 | m | 0 | RECT. DUCT | 1000X1000 | . | . | . | VARCF-305 | NO
RECT. DUCT m | 9 | 6.1 | m | 0 | RECT. DUCT | 1200X400 | . | . | . | VARCF-305 | NO
RECT. DUCT m | 9 | 1.7 | m | 0 | RECT. DUCT | 660X118 | . | . | . | VARCF-305 | NO
RECT. DUCT m | 9 | 2.7 | m | 0 | RECT. DUCT | 1422X1219 | . | . | . | VARCF-305 | NO
RECT. DUCT m | 9 | 3.2 | m | 0 | RECT. DUCT | 850X400 | . | . | . | VARCF-305 | NO
RECT. DUCT m | 9 | 6.8 | m | 0 | RECT. DUCT | 750X300 | . | . | . | VARCF-305 | NO
RECT. DUCT m | 9 | 6.3 | m | 0 | RECT. DUCT | 550X300 | . | . | . | VARCF-305 | NO
RECT. DUCT m | 9 | 3.5 | m | 0 | RECT. DUCT | 300X250 | . | 6-SS-16 | . | VE-314-VE-0001 | NO
RECT. DUCT m | 9 | 2.3 | m | 0 | RECT. DUCT | 1500X800 | . | 6-SS-16 | . | VARCF-303 | NO
RECT. DUCT m | 9 | 9.5 | m | 0 | RECT. DUCT | 1200X600 | . | 6-SS-16 | . | VARCF-303 | NO
RECT. DUCT m | 9 | 5 | m | 0 | RECT. DUCT | 1200X600 | . | 6-SS-16 | . | VARCF-303 | NO
RECT. DUCT m | 9 | 3.6 | m | 0 | RECT. DUCT | 300X200 | . | . | LOW PRESSURE | VARCF-304/305 | NO
RECT. DUCT m | 9 | 3.2 | m | 0 | RECT. DUCT | 500X300 | . | . | . | VARCF-305 | NO
RECT. DUCT m | 9 | 9.7 | m | 0 | RECT. DUCT | 300X300 | . | . | . | VARCF-305 | NO
RECT. DUCT m | 9 | 2.5 | m | 0 | RECT. DUCT | 300X250 | . | . | . | VARCF-305 | NO
RECT. DUCT m | 9 | 6.7 | m | 0 | RECT. DUCT | 200X150 | . | . | . | VARCF-305 | NO
RECT. DUCT m | 9 | 3.7 | m | 0 | RECT. DUCT | 200X200 | . | . | . | VARCF-305 | NO
RECT. DUCT m | 9 | 2.7 | m | 0 | RECT. DUCT | 250X200 | . | . | . | VARCF-305 | NO
RECT. DUCT m | 9 | 9.5 | m | 0 | RECT. DUCT | 350X200 | . | . | . | VARCF-305 | NO
RECT. DUCT m | 9 | 19.3 | m | 0 | RECT. DUCT | 200X200 | . | 6-SS-16 | . | VE-314-VE-0001 | NO
RECT. DUCT m | 9 | 2.1 | m | 0 | RECT. DUCT | 300X250 | . | . | LOW PRESSURE | VARCF-304/305 | NO
RECT. DUCT m | 9 | 2 | m | 0 | RECT. DUCT | 300X250 | . | . | LOW PRESSURE | VARCF-304/305 | NO
RECT. DUCT m | 9 | 2.5 | m | 0 | RECT. DUCT | 250X250 | . | . | . | VARCF-304 | NO
RECT. DUCT m | 9 | 2.8 | m | 0 | RECT. DUCT | 300X250 | . | . | LOW PRESSURE | VARCF-304/305 | NO
RECT. DUCT m | 9 | 2.9 | m | 0 | RECT. DUCT | 300X250 | . | . | LOW PRESSURE | VARCF-304/305 | NO
RECT. DUCT m | 9 | 2.9 | m | 0 | RECT. DUCT | 300X250 | . | . | LOW PRESSURE | VARCF-304/305 | NO
RECT. DUCT m | 9 | 2.9 | m | 0 | RECT. DUCT | 300X250 | . | . | LOW PRESSURE | VARCF-304/305 | NO
RECT. DUCT m | 9 | 2.9 | m | 0 | RECT. DUCT | 300X200 | . | . | LOW PRESSURE | VARCF-304/305 | NO
RECT. DUCT m | 9 | 2.8 | m | 0 | RECT. DUCT | 300X200 | . | . | LOW PRESSURE | VARCF-304/305 | NO
RECT. DUCT m | 9 | 6.5 | m | 0 | RECT. DUCT | 300X250 | . | . | LOW PRESSURE | VARCF-304/305 | NO
RECT. DUCT m | 9 | 1.3 | m | 0 | RECT. DUCT | 250X200 | . | . | . | VARCF-304/305 | NO
RECT. DUCT m | 9 | 5.8 | m | 0 | RECT. DUCT | 300X200 | . | . | LOW PRESSURE | VARCF-304/305 | NO
RECT. DUCT m | 9 | 2.1 | m | 0 | RECT. DUCT | 300X200 | . | . | LOW PRESSURE | VARCF-304/305 | NO
RECT. DUCT m | 9 | 6.5 | m | 0 | RECT. DUCT | 250X250 | . | . | . | VARCF-304 | NO
RECT. DUCT m | 9 | 2.1 | m | 0 | RECT. DUCT | 300X200 | . | . | LOW PRESSURE | VARCF-304/305 | NO
RECT. DUCT m | 9 | 4.2 | m | 0 | RECT. DUCT | 300X250 | . | . | . | VARCF-304 | NO
RECT. DUCT m | 9 | 8.2 | m | 0 | RECT. DUCT | 500X350 | . | . | . | VARCF-304 | NO
RECT. DUCT m | 9 | 5.9 | m | 0 | RECT. DUCT | 650X400 | . | . | . | VARCF-304 | NO
RECT. DUCT m | 9 | 3.1 | m | 0 | RECT. DUCT | 300X200 | . | . | LOW PRESSURE | VARCF-304/305 | NO
RECT. DUCT m | 9 | 2.9 | m | 0 | RECT. DUCT | 300X200 | . | . | LOW PRESSURE | VARCF-304/305 | NO
RECT. DUCT m | 9 | 2.9 | m | 0 | RECT. DUCT | 300X200 | . | . | LOW PRESSURE | VARCF-304/305 | NO
RECT. DUCT m | 9 | 2.8 | m | 0 | RECT. DUCT | 300X200 | . | . | LOW PRESSURE | VARCF-304/305 | NO
RECT. DUCT m | 9 | 11.3 | m | 0 | RECT. DUCT | 200X200 | . | . | . | VARCF-304/305 | NO
RECT. DUCT m | 9 | 4.7 | m | 0 | RECT. DUCT | 300X200 | . | . | LOW PRESSURE | VARCF-304/305 | NO
RECT. DUCT m | 9 | 3.6 | m | 0 | RECT. DUCT | 350X300 | . | . | LOW PRESSURE | VARCF-304/305 | NO
RECT. DUCT m | 9 | 0.4 | m | 0 | RECT. DUCT | 350X300 | . | . | BP | VA-333-VA-0001 | NO
RECT. DUCT m | 9 | 12.2 | m | 0 | RECT. DUCT | 750X400 | . | . | . | VARCF-304 | NO
RECT. DUCT m | 9 | 10.8 | m | 0 | RECT. DUCT | 650X400 | . | . | . | VARCF-304 | NO
RECT. DUCT m | 9 | 7 | m | 0 | RECT. DUCT | 650X350 | . | . | . | VARCF-304 | NO
RECT. DUCT m | 9 | 5.2 | m | 0 | RECT. DUCT | 550X350 | . | . | . | VARCF-304 | NO
RECT. DUCT m | 9 | 3.1 | m | 0 | RECT. DUCT | 500X300 | . | . | . | VARCF-304 | NO
RECT. DUCT m | 9 | 16.2 | m | 0 | RECT. DUCT | 400X350 | . | . | . | VARCF-304 | NO
RECT. DUCT m | 9 | 1.6 | m | 0 | RECT. DUCT | 300X200 | . | . | . | VARCF-304 | NO
RECT. DUCT m | 9 | 2.1 | m | 0 | RECT. DUCT | 300X200 | . | . | LOW PRESSURE | VARCF-304/305 | NO
RECT. DUCT m | 9 | 2.1 | m | 0 | RECT. DUCT | 300X200 | . | . | LOW PRESSURE | VARCF-304/305 | NO
RECT. DUCT m | 9 | 4.1 | m | 0 | RECT. DUCT | 250X150 | . | . | . | VARCF-304 | NO
RECT. DUCT m | 9 | 16.5 | m | 0 | RECT. DUCT | 300X250 | . | . | . | VARCF-304 | NO
RECT. DUCT m | 9 | 2.1 | m | 0 | RECT. DUCT | 300X250 | . | . | LOW PRESSURE | VARCF-304/305 | NO
RECT. DUCT m | 9 | 3.3 | m | 0 | RECT. DUCT | 200X200 | . | . | . | VARCF-304 | NO
RECT. DUCT m | 9 | 2.1 | m | 0 | RECT. DUCT | 300X200 | . | . | LOW PRESSURE | VARCF-304/305 | NO
RECT. DUCT m | 9 | 2 | m | 0 | RECT. DUCT | 300X200 | . | . | LOW PRESSURE | VARCF-304/305 | NO
RECT. DUCT m | 9 | 2 | m | 0 | RECT. DUCT | 300X200 | . | . | LOW PRESSURE | VARCF-304/305 | NO
RECT. DUCT m | 9 | 2 | m | 0 | RECT. DUCT | 300X200 | . | . | LOW PRESSURE | VARCF-304/305 | NO
RECT. DUCT m | 9 | 2 | m | 0 | RECT. DUCT | 300X200 | . | . | LOW PRESSURE | VARCF-304/305 | NO
RECT. DUCT m | 9 | 2 | m | 0 | RECT. DUCT | 300X200 | . | . | LOW PRESSURE | VARCF-304/305 | NO
RECT. DUCT m | 9 | 2.2 | m | 0 | RECT. DUCT | 300X200 | . | . | LOW PRESSURE | VARCF-304/305 | NO
RECT. DUCT m | 9 | 2.2 | m | 0 | RECT. DUCT | 300X200 | . | . | LOW PRESSURE | VARCF-304/305 | NO
RECT. DUCT m | 9 | 5.8 | m | 0 | RECT. DUCT | 200X200 | . | 6-SS-16 | . | VE-314-VE-0001 | NO
RECT. DUCT m | 9 | 15.3 | m | 0 | RECT. DUCT | 250X200 | . | 6-SS-16 | . | VE-314-VE-0001 | NO
RECT. DUCT m | 9 | 1.4 | m | 0 | RECT. DUCT | 300X200 | . | . | LOW PRESSURE | VARCF-304/305 | NO
RECT. DUCT m | 9 | 0.7 | m | 0 | RECT. DUCT | 250X250 | . | . | LOW PRESSURE | VARCF-304/305 | NO
RECT. DUCT m | 9 | 1.1 | m | 0 | RECT. DUCT | 200X200 | . | 6-SS-16 | . | VE-314-VE-0001 | NO
RECT. DUCT m | 9 | 2.1 | m | 0 | RECT. DUCT | 300X250 | . | 6-SS-16 | . | VE-314-VE-0001 | NO
RECT. DUCT m | 9 | 0.5 | m | 0 | RECT. DUCT | 350X350 | . | 6-SS-16 | . | VE-314-VE-0001 | NO
RECT. DUCT m | 9 | 1.8 | m | 0 | RECT. DUCT | 350X350 | . | 6-SS-16 | . | VE-309-VE-0001 | NO
RECT. DUCT m | 9 | 5.7 | m | 0 | RECT. DUCT | 300X250 | . | 6-SS-16 | . | VE-314-VE-0001 | NO
RECT. DUCT m | 9 | 3.1 | m | 0 | RECT. DUCT | 300X250 | . | 6-SS-16 | . | VE-314-VE-0001 | NO
RECT. DUCT m | 9 | 2.5 | m | 0 | RECT. DUCT | 300X200 | . | . | LOW PRESSURE | VARCF-304/305 | NO
RECT. DUCT m | 9 | 6.6 | m | 0 | RECT. DUCT | 400X375 | . | . | LOW PRESSURE | VARCF-304/305 | NO
RECT. DUCT m | 9 | 2.1 | m | 0 | RECT. DUCT | 300X200 | . | . | LOW PRESSURE | VARCF-304/305 | NO
RECT. DUCT m | 9 | 4.8 | m | 0 | RECT. DUCT | 200X200 | . | . | . | VARCF-304 | NO
RECT. DUCT m | 9 | 2.2 | m | 0 | RECT. DUCT | 300X200 | . | . | LOW PRESSURE | VARCF-304/305 | NO
RECT. DUCT m | 9 | 2.2 | m | 0 | RECT. DUCT | 300X200 | . | . | LOW PRESSURE | VARCF-304/305 | NO
RECT. DUCT m | 9 | 6.1 | m | 0 | RECT. DUCT | 850X400 | . | . | . | VARCF-304 | NO
RECT. DUCT m | 9 | 3.3 | m | 0 | RECT. DUCT | 300X250 | . | . | LOW PRESSURE | VARCF-304/305 | NO
RECT. DUCT m | 9 | 2.4 | m | 0 | RECT. DUCT | 300X200 | . | . | LOW PRESSURE | VARCF-304/305 | NO
RECT. DUCT m | 9 | 9.7 | m | 0 | RECT. DUCT | 350X250 | . | . | LOW PRESSURE | VFC-347 | NO
RECT. DUCT m | 9 | 5.6 | m | 0 | RECT. DUCT | 450X300 | . | . | LOW PRESSURE | VFC-347 | NO
RECT. DUCT m | 9 | 4.6 | m | 0 | RECT. DUCT | 650X300 | . | . | LOW PRESSURE | VFC-347 | NO
RECT. DUCT m | 9 | 3.1 | m | 0 | RECT. DUCT | 250X250 | . | . | LOW PRESSURE | VFC-347 | NO
RECT. DUCT m | 9 | 0.4 | m | 0 | RECT. DUCT | 350X300 | . | . | BP | VA-334-VA-0001 | NO
RECT. DUCT m | 9 | 3.5 | m | 0 | RECT. DUCT | 300X250 | . | . | . | VARCF-302 | NO
RECT. DUCT m | 9 | 2.3 | m | 0 | RECT. DUCT | 300X200 | . | . | LOW PRESSURE | VARCF-302/304 | NO
RECT. DUCT m | 9 | 2.1 | m | 0 | RECT. DUCT | 300X200 | . | . | LOW PRESSURE | VARCF-302/304 | NO
RECT. DUCT m | 9 | 1.4 | m | 0 | RECT. DUCT | 300X200 | . | . | LOW PRESSURE | VARCF-302/304 | NO
RECT. DUCT m | 9 | 0.9 | m | 0 | RECT. DUCT | 250X250 | . | . | LOW PRESSURE | VARCF-302/304 | NO
RECT. DUCT m | 9 | 8.4 | m | 0 | RECT. DUCT | 200X150 | . | . | . | VARCF-304 | NO
RECT. DUCT m | 9 | 4 | m | 0 | RECT. DUCT | 250X200 | . | . | . | VARCF-302 | NO
RECT. DUCT m | 9 | 1.3 | m | 0 | RECT. DUCT | 300X200 | . | . | . | VARCF-302 | NO
RECT. DUCT m | 9 | 1 | m | 0 | RECT. DUCT | 350X300 | . | . | BP | VA-332-VA-0001 | NO
RECT. DUCT m | 9 | 3.6 | m | 0 | RECT. DUCT | 600X350 | w/ 1” ACOUSTICAL LINING | . | . | TRANSFER DUCT | NO
RECT. DUCT m | 9 | 4.1 | m | 0 | RECT. DUCT | 200X200 | . | . | . | VARCF-302 | NO
RECT. DUCT m | 9 | 2.8 | m | 0 | RECT. DUCT | 900X500 | . | 6-SS-16 | LOW PRESSURE | VFC-347 | NO
RECT. DUCT m | 9 | 2.3 | m | 0 | RECT. DUCT | 300X250 | . | . | LOW PRESSURE | VARCF-302/304 | NO
RECT. DUCT m | 9 | 1.9 | m | 0 | RECT. DUCT | 300X200 | . | . | LOW PRESSURE | VARCF-302/304 | NO
RECT. DUCT m | 9 | 2.1 | m | 0 | RECT. DUCT | 300X200 | . | . | LOW PRESSURE | VARCF-302/304 | NO
RECT. DUCT m | 9 | 2.1 | m | 0 | RECT. DUCT | 300X200 | . | . | LOW PRESSURE | VARCF-302/304 | NO
RECT. DUCT m | 9 | 2.1 | m | 0 | RECT. DUCT | 300X200 | . | . | LOW PRESSURE | VARCF-302/304 | NO
RECT. DUCT m | 9 | 2.3 | m | 0 | RECT. DUCT | 300X200 | . | . | LOW PRESSURE | VARCF-302/304 | NO
RECT. DUCT m | 9 | 2.4 | m | 0 | RECT. DUCT | 300X200 | . | . | LOW PRESSURE | VARCF-302/304 | NO
RECT. DUCT m | 9 | 2.3 | m | 0 | RECT. DUCT | 300X200 | . | . | LOW PRESSURE | VARCF-302/304 | NO
RECT. DUCT m | 9 | 4.4 | m | 0 | RECT. DUCT | 300X200 | . | . | LOW PRESSURE | VARCF-304/305 | NO
RECT. DUCT m | 9 | 3.7 | m | 0 | RECT. DUCT | 350X300 | . | . | LOW PRESSURE | VARCF-302/304 | NO
RECT. DUCT m | 9 | 13.5 | m | 0 | RECT. DUCT | 550X300 | . | . | . | VARCF-302 | NO
RECT. DUCT m | 9 | 4.3 | m | 0 | RECT. DUCT | 450X450 | . | . | . | VARCF-302 | NO
RECT. DUCT m | 9 | 11.8 | m | 0 | RECT. DUCT | 400X250 | . | . | . | VARCF-302 | NO
RECT. DUCT m | 9 | 9.4 | m | 0 | RECT. DUCT | 300X200 | . | . | . | VARCF-304 | NO
RECT. DUCT m | 9 | 9.5 | m | 0 | RECT. DUCT | 300X250 | . | . | . | VARCF-304 | NO
RECT. DUCT m | 9 | 1.6 | m | 0 | RECT. DUCT | 650X350 | w/ 1” ACOUSTICAL LINING | . | . | TRANSFER DUCT | NO
RECT. DUCT m | 9 | 1.6 | m | 0 | RECT. DUCT | 650X350 | w/ 1” ACOUSTICAL LINING | . | . | TRANSFER DUCT | NO
RECT. DUCT m | 9 | 1.5 | m | 0 | RECT. DUCT | 900X300 | w/ 1” ACOUSTICAL LINING | . | . | TRANSFER DUCT | NO
RECT. DUCT m | 9 | 1.4 | m | 0 | RECT. DUCT | 400X150 | w/ 1” ACOUSTICAL LINING | . | . | TRANSFER DUCT | NO
RECT. DUCT m | 9 | 1.4 | m | 0 | RECT. DUCT | 400X150 | w/ 1” ACOUSTICAL LINING | . | . | TRANSFER DUCT | NO
RECT. DUCT m | 9 | 1.4 | m | 0 | RECT. DUCT | 400X150 | w/ 1” ACOUSTICAL LINING | . | . | TRANSFER DUCT | NO
RECT. DUCT m | 9 | 1.5 | m | 0 | RECT. DUCT | 500X250 | w/ 1” ACOUSTICAL LINING | . | . | TRANSFER DUCT | NO
RECT. DUCT m | 9 | 1.5 | m | 0 | RECT. DUCT | 500X250 | w/ 1” ACOUSTICAL LINING | . | . | TRANSFER DUCT | NO
RECT. DUCT m | 9 | 1.4 | m | 0 | RECT. DUCT | 400X150 | w/ 1” ACOUSTICAL LINING | . | . | TRANSFER DUCT | NO
RECT. DUCT m | 9 | 1.5 | m | 0 | RECT. DUCT | 500X250 | w/ 1” ACOUSTICAL LINING | . | . | TRANSFER DUCT | NO
RECT. DUCT m | 9 | 1.5 | m | 0 | RECT. DUCT | 500X250 | w/ 1” ACOUSTICAL LINING | . | . | TRANSFER DUCT | NO
RECT. DUCT m | 9 | 1.4 | m | 0 | RECT. DUCT | 400X150 | w/ 1” ACOUSTICAL LINING | . | . | TRANSFER DUCT | NO
RECT. DUCT m | 9 | 1.4 | m | 0 | RECT. DUCT | 400X150 | w/ 1” ACOUSTICAL LINING | . | . | TRANSFER DUCT | NO
RECT. DUCT m | 9 | 1.4 | m | 0 | RECT. DUCT | 400X150 | w/ 1” ACOUSTICAL LINING | . | . | TRANSFER DUCT | NO
RECT. DUCT m | 9 | 1.5 | m | 0 | RECT. DUCT | 500X250 | w/ 1” ACOUSTICAL LINING | . | . | TRANSFER DUCT | NO
RECT. DUCT m | 9 | 1.4 | m | 0 | RECT. DUCT | 500X250 | w/ 1” ACOUSTICAL LINING | . | . | TRANSFER DUCT | NO
RECT. DUCT m | 9 | 1.4 | m | 0 | RECT. DUCT | 400X150 | w/ 1” ACOUSTICAL LINING | . | . | TRANSFER DUCT | NO
RECT. DUCT m | 9 | 1.5 | m | 0 | RECT. DUCT | 600X300 | w/ 1” ACOUSTICAL LINING | . | . | TRANSFER DUCT | NO
RECT. DUCT m | 9 | 1.5 | m | 0 | RECT. DUCT | 600X300 | w/ 1” ACOUSTICAL LINING | . | . | TRANSFER DUCT | NO
RECT. DUCT m | 9 | 1.5 | m | 0 | RECT. DUCT | 600X300 | w/ 1” ACOUSTICAL LINING | . | . | TRANSFER DUCT | NO
RECT. DUCT m | 9 | 1.4 | m | 0 | RECT. DUCT | 400X150 | w/ 1” ACOUSTICAL LINING | . | . | TRANSFER DUCT | NO
RECT. DUCT m | 9 | 1.4 | m | 0 | RECT. DUCT | 400X150 | w/ 1” ACOUSTICAL LINING | . | . | TRANSFER DUCT | NO
RECT. DUCT m | 9 | 2.8 | m | 0 | RECT. DUCT | 300X250 | . | . | . | VARCF-302 | NO
RECT. DUCT m | 9 | 0.4 | m | 0 | RECT. DUCT | 400X350 | w/ 1” ACOUSTICAL LINING | . | . | TRANSFER DUCT | NO
RECT. DUCT m | 9 | 0.4 | m | 0 | RECT. DUCT | 350X200 | w/ 1” ACOUSTICAL LINING | . | . | TRANSFER DUCT | NO
RECT. DUCT m | 9 | 0.4 | m | 0 | RECT. DUCT | 400X350 | w/ 1” ACOUSTICAL LINING | . | . | TRANSFER DUCT | NO
RECT. DUCT m | 9 | 0.4 | m | 0 | RECT. DUCT | 400X350 | w/ 1” ACOUSTICAL LINING | . | . | TRANSFER DUCT | NO
RECT. DUCT m | 9 | 0.4 | m | 0 | RECT. DUCT | 400X350 | w/ 1” ACOUSTICAL LINING | . | . | TRANSFER DUCT | NO
RECT. DUCT m | 9 | 0.4 | m | 0 | RECT. DUCT | 400X350 | w/ 1” ACOUSTICAL LINING | . | . | TRANSFER DUCT | NO
RECT. DUCT m | 9 | 0.4 | m | 0 | RECT. DUCT | 400X350 | w/ 1” ACOUSTICAL LINING | . | . | TRANSFER DUCT | NO
RECT. DUCT m | 9 | 0.4 | m | 0 | RECT. DUCT | 400X350 | w/ 1” ACOUSTICAL LINING | . | . | TRANSFER DUCT | NO
RECT. DUCT m | 9 | 0.4 | m | 0 | RECT. DUCT | 400X350 | w/ 1” ACOUSTICAL LINING | . | . | TRANSFER DUCT | NO
RECT. DUCT m | 9 | 0.4 | m | 0 | RECT. DUCT | 400X350 | w/ 1” ACOUSTICAL LINING | . | . | TRANSFER DUCT | NO
RECT. DUCT m | 9 | 0.4 | m | 0 | RECT. DUCT | 400X350 | w/ 1” ACOUSTICAL LINING | . | . | TRANSFER DUCT | NO
RECT. DUCT m | 9 | 0.4 | m | 0 | RECT. DUCT | 400X350 | w/ 1” ACOUSTICAL LINING | . | . | TRANSFER DUCT | NO
RECT. DUCT m | 9 | 0.4 | m | 0 | RECT. DUCT | 400X350 | w/ 1” ACOUSTICAL LINING | . | . | TRANSFER DUCT | NO
RECT. DUCT m | 9 | 0.4 | m | 0 | RECT. DUCT | 400X350 | w/ 1” ACOUSTICAL LINING | . | . | TRANSFER DUCT | NO
RECT. DUCT m | 9 | 0.4 | m | 0 | RECT. DUCT | 400X350 | w/ 1” ACOUSTICAL LINING | . | . | TRANSFER DUCT | NO
RECT. DUCT m | 9 | 0.4 | m | 0 | RECT. DUCT | 400X350 | w/ 1” ACOUSTICAL LINING | . | . | TRANSFER DUCT | NO
RECT. DUCT m | 9 | 0.4 | m | 0 | RECT. DUCT | 400X350 | w/ 1” ACOUSTICAL LINING | . | . | TRANSFER DUCT | NO
RECT. DUCT m | 9 | 0.4 | m | 0 | RECT. DUCT | 400X350 | w/ 1” ACOUSTICAL LINING | . | . | TRANSFER DUCT | NO
RECT. DUCT m | 9 | 0.4 | m | 0 | RECT. DUCT | 350X200 | w/ 1” ACOUSTICAL LINING | . | . | TRANSFER DUCT | NO
RECT. DUCT m | 9 | 0.4 | m | 0 | RECT. DUCT | 350X200 | w/ 1” ACOUSTICAL LINING | . | . | TRANSFER DUCT | NO
RECT. DUCT m | 9 | 0.4 | m | 0 | RECT. DUCT | 350X200 | w/ 1” ACOUSTICAL LINING | . | . | TRANSFER DUCT | NO
RECT. DUCT m | 9 | 1.5 | m | 0 | RECT. DUCT | 500X250 | w/ 1” ACOUSTICAL LINING | . | . | TRANSFER DUCT | NO
RECT. DUCT m | 9 | 0.4 | m | 0 | RECT. DUCT | 400X350 | w/ 1” ACOUSTICAL LINING | . | . | TRANSFER DUCT | NO
RECT. DUCT m | 9 | 1.4 | m | 0 | RECT. DUCT | 400X150 | w/ 1” ACOUSTICAL LINING | . | . | TRANSFER DUCT | NO
RECT. DUCT m | 9 | 0.2 | m | 0 | RECT. DUCT | 250X100 | w/ 1” ACOUSTICAL LINING | 6-N-16 | . | TRANSFER DUCT | NO
RECT. DUCT m | 9 | 0.2 | m | 0 | RECT. DUCT | 250X100 | w/ 1” ACOUSTICAL LINING | 6-N-16 | . | TRANSFER DUCT | NO
RECT. DUCT m | 9 | 1.5 | m | 0 | RECT. DUCT | 600X300 | w/ 1” ACOUSTICAL LINING | . | . | TRANSFER DUCT | NO
RECT. DUCT m | 10 | 2.8 | m | 0 | RECT. DUCT | 550X200 | . | . | . | VARCF-302 | NO
RECT. DUCT m | 10 | 3.8 | m | 0 | RECT. DUCT | 600X600 | . | . | . | VARCF-302 | NO
RECT. DUCT m | 10 | 7.3 | m | 0 | RECT. DUCT | 700X500 | . | . | . | VARCF-302 | NO
RECT. DUCT m | 10 | 13.9 | m | 0 | RECT. DUCT | 600X400 | . | . | . | VARCF-302 | NO
RECT. DUCT m | 10 | 13.3 | m | 0 | RECT. DUCT | 700X500 | . | . | . | VARCF-302 | NO
RECT. DUCT m | 10 | 10.3 | m | 0 | RECT. DUCT | 800X500 | . | . | . | VARCF-302 | NO
RECT. DUCT m | 10 | 6.7 | m | 0 | RECT. DUCT | 400X300 | . | . | . | VARCF-302 | NO
RECT. DUCT m | 10 | 10.3 | m | 0 | RECT. DUCT | 900X300 | . | . | . | VARCF-302 | NO
RECT. DUCT m | 10 | 19 | m | 0 | RECT. DUCT | 600X300 | . | . | . | VARCF-302 | NO
RECT. DUCT m | 10 | 7.1 | m | 0 | RECT. DUCT | 600X500 | . | . | . | VARCF-302 | NO
RECT. DUCT m | 10 | 12.1 | m | 0 | RECT. DUCT | 700X500 | . | . | . | VARCF-302 | NO
RECT. DUCT m | 10 | 6.4 | m | 0 | RECT. DUCT | 800X500 | . | . | . | VARCF-302 | NO
RECT. DUCT m | 10 | 1 | m | 0 | RECT. DUCT | 800X500 | . | . | . | VARCF-302 | NO
RECT. DUCT m | 10 | 2.7 | m | 0 | RECT. DUCT | 1800X500 | . | . | . | VARCF-302 | NO
RECT. DUCT m | 10 | 2 | m | 0 | RECT. DUCT | 300X250 | . | . | LOW PRESSURE | VARCF-302/304 | NO
RECT. DUCT m | 10 | 8.3 | m | 0 | RECT. DUCT | 400X350 | . | . | LOW PRESSURE | VARCF-302/304 | NO
RECT. DUCT m | 10 | 5.4 | m | 0 | RECT. DUCT | 500X250 | . | . | LOW PRESSURE | VARCF-302/304 | NO
RECT. DUCT m | 10 | 2.7 | m | 0 | RECT. DUCT | 300X200 | . | . | LOW PRESSURE | VARCF-302/304 | NO
RECT. DUCT m | 10 | 6.8 | m | 0 | RECT. DUCT | 400X250 | . | . | . | VARCF-304 | NO
RECT. DUCT m | 10 | 2 | m | 0 | RECT. DUCT | 300X200 | . | . | LOW PRESSURE | VARCF-302/304 | NO
RECT. DUCT m | 10 | 2.1 | m | 0 | RECT. DUCT | 300X200 | . | . | LOW PRESSURE | VARCF-302/304 | NO
RECT. DUCT m | 10 | 14.4 | m | 0 | RECT. DUCT | 750X300 | . | . | . | VARCF-304 | NO
RECT. DUCT m | 10 | 21.1 | m | 0 | RECT. DUCT | 550X300 | . | . | . | VARCF-304 | NO
RECT. DUCT m | 10 | 21.7 | m | 0 | RECT. DUCT | 300X200 | . | . | . | VARCF-304 | NO
RECT. DUCT m | 10 | 16.8 | m | 0 | RECT. DUCT | 400X300 | . | . | . | VARCF-304 | NO
RECT. DUCT m | 10 | 6.8 | m | 0 | RECT. DUCT | 600X300 | . | . | . | VARCF-304 | NO
RECT. DUCT m | 10 | 1.3 | m | 0 | RECT. DUCT | 800X300 | . | . | LOW PRESSURE | VARCF-302/304 | NO
RECT. DUCT m | 10 | 1.4 | m | 0 | RECT. DUCT | 300X200 | . | . | LOW PRESSURE | VARCF-302/304 | NO
RECT. DUCT m | 10 | 0.6 | m | 0 | RECT. DUCT | 250X250 | . | . | LOW PRESSURE | VARCF-302/304 | NO
RECT. DUCT m | 10 | 1.5 | m | 0 | RECT. DUCT | 500X250 | w/ 1” ACOUSTICAL LINING | . | . | TRANSFER DUCT | NO
RECT. DUCT m | 10 | 1.5 | m | 0 | RECT. DUCT | 500X250 | w/ 1” ACOUSTICAL LINING | . | . | TRANSFER DUCT | NO
RECT. DUCT m | 10 | 1.5 | m | 0 | RECT. DUCT | 500X250 | w/ 1” ACOUSTICAL LINING | . | . | TRANSFER DUCT | NO
RECT. DUCT m | 10 | 1.5 | m | 0 | RECT. DUCT | 500X250 | w/ 1” ACOUSTICAL LINING | . | . | TRANSFER DUCT | NO
RECT. DUCT m | 10 | 1.5 | m | 0 | RECT. DUCT | 500X250 | w/ 1” ACOUSTICAL LINING | . | . | TRANSFER DUCT | NO
RECT. DUCT m | 10 | 1.5 | m | 0 | RECT. DUCT | 500X250 | w/ 1” ACOUSTICAL LINING | . | . | TRANSFER DUCT | NO
RECT. DUCT m | 10 | 1.5 | m | 0 | RECT. DUCT | 500X250 | w/ 1” ACOUSTICAL LINING | . | . | TRANSFER DUCT | NO
RECT. DUCT m | 10 | 1.5 | m | 0 | RECT. DUCT | 900X300 | w/ 1” ACOUSTICAL LINING | . | . | TRANSFER DUCT | NO
RECT. DUCT m | 10 | 1.5 | m | 0 | RECT. DUCT | 900X300 | w/ 1” ACOUSTICAL LINING | . | . | TRANSFER DUCT | NO
RECT. DUCT m | 10 | 1.5 | m | 0 | RECT. DUCT | 900X300 | w/ 1” ACOUSTICAL LINING | . | . | TRANSFER DUCT | NO
RECT. DUCT m | 10 | 1.5 | m | 0 | RECT. DUCT | 900X300 | w/ 1” ACOUSTICAL LINING | . | . | TRANSFER DUCT | NO
RECT. DUCT m | 10 | 1.5 | m | 0 | RECT. DUCT | 900X300 | w/ 1” ACOUSTICAL LINING | . | . | TRANSFER DUCT | NO
RECT. DUCT m | 10 | 1.4 | m | 0 | RECT. DUCT | 550X300 | w/ 1” ACOUSTICAL LINING | . | . | TRANSFER DUCT | NO
RECT. DUCT m | 10 | 1.4 | m | 0 | RECT. DUCT | 550X300 | w/ 1” ACOUSTICAL LINING | . | . | TRANSFER DUCT | NO
RECT. DUCT m | 10 | 1.2 | m | 0 | RECT. DUCT | 450X200 | w/ 1” ACOUSTICAL LINING | . | . | TRANSFER DUCT | NO
RECT. DUCT m | 10 | 1.5 | m | 0 | RECT. DUCT | 500X250 | w/ 1” ACOUSTICAL LINING | . | . | TRANSFER DUCT | NO
RECT. DUCT m | 10 | 1.4 | m | 0 | RECT. DUCT | 400X150 | w/ 1” ACOUSTICAL LINING | . | . | TRANSFER DUCT | NO
RECT. DUCT m | 10 | 1.4 | m | 0 | RECT. DUCT | 400X150 | w/ 1” ACOUSTICAL LINING | . | . | TRANSFER DUCT | NO
RECT. DUCT m | 10 | 1.5 | m | 0 | RECT. DUCT | 900X300 | w/ 1” ACOUSTICAL LINING | . | . | TRANSFER DUCT | NO
RECT. DUCT m | 10 | 1.5 | m | 0 | RECT. DUCT | 900X300 | w/ 1” ACOUSTICAL LINING | . | . | TRANSFER DUCT | NO
RECT. DUCT m | 10 | 1.5 | m | 0 | RECT. DUCT | 900X300 | w/ 1” ACOUSTICAL LINING | . | . | TRANSFER DUCT | NO
RECT. DUCT m | 10 | 1.5 | m | 0 | RECT. DUCT | 900X300 | w/ 1” ACOUSTICAL LINING | . | . | TRANSFER DUCT | NO
RECT. DUCT m | 10 | 1.5 | m | 0 | RECT. DUCT | 600X300 | w/ 1” ACOUSTICAL LINING | . | . | TRANSFER DUCT | NO
RECT. DUCT m | 10 | 1.5 | m | 0 | RECT. DUCT | 600X300 | w/ 1” ACOUSTICAL LINING | . | . | TRANSFER DUCT | NO
RECT. DUCT m | 10 | 1.4 | m | 0 | RECT. DUCT | 400X150 | w/ 1” ACOUSTICAL LINING | . | . | TRANSFER DUCT | NO
RECT. DUCT m | 10 | 1.4 | m | 0 | RECT. DUCT | 400X150 | w/ 1” ACOUSTICAL LINING | . | . | TRANSFER DUCT | NO
RECT. DUCT m | 10 | 1.8 | m | 0 | RECT. DUCT | 300X250 | . | . | LOW PRESSURE | VARCF-302/304 | NO
RECT. DUCT m | 10 | 2 | m | 0 | RECT. DUCT | 250X250 | . | . | LOW PRESSURE | VARCF-302/304 | NO
RECT. DUCT m | 10 | 3.8 | m | 0 | RECT. DUCT | 500X150 | . | . | . | VARCF-304 | NO
RECT. DUCT m | 10 | 0.8 | m | 0 | RECT. DUCT | 250X250 | . | . | LOW PRESSURE | VARCF-302/304 | NO
RECT. DUCT m | 10 | 1 | m | 0 | RECT. DUCT | 250X250 | . | . | LOW PRESSURE | VARCF-302/304 | NO
RECT. DUCT m | 10 | 1.9 | m | 0 | RECT. DUCT | 250X250 | . | . | LOW PRESSURE | VARCF-302/304 | NO
RECT. DUCT m | 10 | 1.5 | m | 0 | RECT. DUCT | 250X250 | . | . | LOW PRESSURE | VARCF-302/304 | NO
RECT. DUCT m | 10 | 1.2 | m | 0 | RECT. DUCT | 300X200 | . | . | LOW PRESSURE | VARCF-302/304 | NO
RECT. DUCT m | 10 | 1.5 | m | 0 | RECT. DUCT | 250X250 | . | . | LOW PRESSURE | VARCF-302/304 | NO
RECT. DUCT m | 10 | 1 | m | 0 | RECT. DUCT | 300X200 | . | . | LOW PRESSURE | VARCF-302/304 | NO
RECT. DUCT m | 10 | 0.4 | m | 0 | RECT. DUCT | 400X350 | w/ 1” ACOUSTICAL LINING | . | . | TRANSFER DUCT | NO
RECT. DUCT m | 10 | 1.4 | m | 0 | RECT. DUCT | 250X250 | . | . | LOW PRESSURE | VARCF-302/304 | NO
RECT. DUCT m | 10 | 1 | m | 0 | RECT. DUCT | 300X200 | . | . | LOW PRESSURE | VARCF-302/304 | NO
RECT. DUCT m | 10 | 1.7 | m | 0 | RECT. DUCT | 300X200 | . | . | LOW PRESSURE | VARCF-302/304 | NO
RECT. DUCT m | 10 | 0.4 | m | 0 | RECT. DUCT | 200X200 | . | . | . | VACF-301 | NO
RECT. DUCT m | 10 | 3.8 | m | 0 | RECT. DUCT | 250X200 | . | . | . | VACF-301 | NO
RECT. DUCT m | 10 | 1.5 | m | 0 | RECT. DUCT | 300X300 | . | . | . | VACF-301 | NO
RECT. DUCT m | 10 | 1.8 | m | 0 | RECT. DUCT | 400X375 | . | . | . | VACF-301 | NO
RECT. DUCT m | 10 | 0.9 | m | 0 | RECT. DUCT | 300X300 | . | . | . | VACF-301 | NO
RECT. DUCT m | 10 | 3.8 | m | 0 | RECT. DUCT | 250X250 | . | . | . | VACF-301 | NO
RECT. DUCT m | 10 | 4 | m | 0 | RECT. DUCT | 200X200 | . | . | . | VACF-301 | NO
RECT. DUCT m | 10 | 0.4 | m | 0 | RECT. DUCT | 600X450 | . | . | . | VARCF-303 | NO
RECT. DUCT m | 10 | 0.2 | m | 0 | RECT. DUCT | 650X250 | . | 6-SS-16 | . | VARCF-303 | NO
RECT. DUCT m | 10 | 2.1 | m | 0 | RECT. DUCT | 750X500 | . | . | . | VARCF-302 | NO
RECT. DUCT m | 10 | 1.9 | m | 0 | RECT. DUCT | 300X250 | . | . | . | VARCF-304 | NO
RECT. DUCT m | 10 | 1.5 | m | 0 | RECT. DUCT | 550X300 | . | . | . | VARCF-302 | NO
RECT. DUCT m | 10 | 1.8 | m | 0 | RECT. DUCT | 300X200 | . | . | LOW PRESSURE | VARCF-302/304 | NO
RECT. DUCT m | 10 | 1.8 | m | 0 | RECT. DUCT | 300X200 | . | . | LOW PRESSURE | VARCF-302/304 | NO
RECT. DUCT m | 10 | 1.4 | m | 0 | RECT. DUCT | 400X150 | w/ 1” ACOUSTICAL LINING | . | . | TRANSFER DUCT | NO
RECT. DUCT m | 10 | 1.4 | m | 0 | RECT. DUCT | 400X150 | w/ 1” ACOUSTICAL LINING | . | . | TRANSFER DUCT | NO
RECT. DUCT m | 10 | 1.5 | m | 0 | RECT. DUCT | 900X300 | w/ 1” ACOUSTICAL LINING | . | . | TRANSFER DUCT | NO
RECT. DUCT m | 10 | 1.5 | m | 0 | RECT. DUCT | 600X300 | w/ 1” ACOUSTICAL LINING | . | . | TRANSFER DUCT | NO
RECT. DUCT m | 10 | 1.5 | m | 0 | RECT. DUCT | 600X300 | w/ 1” ACOUSTICAL LINING | . | . | TRANSFER DUCT | NO
RECT. DUCT m | 10 | 9.9 | m | 0 | RECT. DUCT | 2000X500 | . | 6-SS-16 | . | VARCF-303 | NO
RECT. DUCT m | 10 | 2.5 | m | 0 | RECT. DUCT | 500X441 | . | . | LOW PRESSURE | VARCF-302/304 | NO
RECT. DUCT m | 10 | 5.1 | m | 0 | RECT. DUCT | 350X350 | . | . | . | VARCF-302 | NO
RECT. DUCT m | 10 | 2.8 | m | 0 | RECT. DUCT | 500X450 | . | . | LOW PRESSURE | VARCF-302/304 | NO
RECT. DUCT m | 10 | 4.4 | m | 0 | RECT. DUCT | 300X200 | . | . | LOW PRESSURE | VARCF-302/304 | NO
RECT. DUCT m | 10 | 2.5 | m | 0 | RECT. DUCT | 300X200 | . | . | LOW PRESSURE | VARCF-302/304 | NO
RECT. DUCT m | 10 | 6.5 | m | 0 | RECT. DUCT | 350X350 | . | . | . | VARCF-302 | NO
RECT. DUCT m | 10 | 2.1 | m | 0 | RECT. DUCT | 350X300 | . | . | LOW PRESSURE | VARCF-302/304 | NO
RECT. DUCT m | 10 | 3.5 | m | 0 | RECT. DUCT | 1270X838 | . | 6-SS-16 | . | VARCF-303 | NO
RECT. DUCT m | 10 | 1.6 | m | 0 | RECT. DUCT | 200X200 | . | 6-SS-16 | . | VE-314-VE-0001 | NO
RECT. DUCT m | 10 | 2.7 | m | 0 | RECT. DUCT | 200X200 | . | 6-SS-16 | . | VE-314-VE-0001 | NO
RECT. DUCT m | 10 | 2.2 | m | 0 | RECT. DUCT | 350X200 | . | . | LOW PRESSURE | VARCF-302/304 | NO
RECT. DUCT m | 10 | 2.3 | m | 0 | RECT. DUCT | 350X350 | . | . | LOW PRESSURE | VARCF-302/304 | NO
RECT. DUCT m | 10 | 2.2 | m | 0 | RECT. DUCT | 350X300 | . | . | LOW PRESSURE | VARCF-302/304 | NO
RECT. DUCT m | 10 | 4.5 | m | 0 | RECT. DUCT | 2000X500 | . | 6-SS-16 | . | VARCF-303 | NO
RECT. DUCT m | 10 | 3.6 | m | 0 | RECT. DUCT | 1400X1400 | . | 6-SS-16 | . | VARCF-303 | NO
RECT. DUCT m | 10 | 5 | m | 0 | RECT. DUCT | 300X200 | . | . | LOW PRESSURE | VARCF-302/304 | NO
RECT. DUCT m | 10 | 1.4 | m | 0 | RECT. DUCT | 400X150 | w/ 1” ACOUSTICAL LINING | . | . | TRANSFER DUCT | NO
RECT. DUCT m | 10 | 1.4 | m | 0 | RECT. DUCT | 400X150 | w/ 1” ACOUSTICAL LINING | . | . | TRANSFER DUCT | NO
RECT. DUCT m | 10 | 2.8 | m | 0 | RECT. DUCT | 1200X500 | . | . | . | VARCF-302 | NO
RECT. DUCT m | 10 | 2 | m | 0 | RECT. DUCT | 300X250 | . | . | LOW PRESSURE | VARCF-302/304 | NO
RECT. DUCT m | 10 | 1.5 | m | 0 | RECT. DUCT | 500X250 | w/ 1” ACOUSTICAL LINING | . | . | TRANSFER DUCT | NO
RECT. DUCT m | 10 | 1.5 | m | 0 | RECT. DUCT | 500X250 | w/ 1” ACOUSTICAL LINING | . | . | TRANSFER DUCT | NO
RECT. DUCT m | 10 | 2.9 | m | 0 | RECT. DUCT | 300X200 | . | . | LOW PRESSURE | VARCF-302/304 | NO
RECT. DUCT m | 10 | 1.5 | m | 0 | RECT. DUCT | 500X250 | w/ 1” ACOUSTICAL LINING | . | . | TRANSFER DUCT | NO
RECT. DUCT m | 10 | 1.4 | m | 0 | RECT. DUCT | 400X150 | w/ 1” ACOUSTICAL LINING | . | . | TRANSFER DUCT | NO
RECT. DUCT m | 10 | 1.3 | m | 0 | RECT. DUCT | 300X200 | . | . | LOW PRESSURE | VARCF-302/304 | NO
RECT. DUCT m | 10 | 1.7 | m | 0 | RECT. DUCT | 300X200 | . | . | LOW PRESSURE | VARCF-302/304 | NO
RECT. DUCT m | 10 | 7.3 | m | 0 | RECT. DUCT | 200X200 | . | . | . | VARCF-302 | NO
RECT. DUCT m | 10 | 1.3 | m | 0 | RECT. DUCT | 300X200 | . | . | LOW PRESSURE | VARCF-302/304 | NO
RECT. DUCT m | 10 | 1.3 | m | 0 | RECT. DUCT | 300X200 | . | . | LOW PRESSURE | VARCF-302/304 | NO
RECT. DUCT m | 10 | 11.6 | m | 0 | RECT. DUCT | 300X250 | . | . | . | VARCF-304 | NO
RECT. DUCT m | 10 | 11.4 | m | 0 | RECT. DUCT | 650X450 | . | . | . | VARCF-304 | NO
RECT. DUCT m | 10 | 2.1 | m | 0 | RECT. DUCT | 800X450 | . | . | . | VARCF-304 | NO
RECT. DUCT m | 10 | 4.1 | m | 0 | RECT. DUCT | 900X400 | . | . | . | VARCF-304 | NO
RECT. DUCT m | 10 | 6 | m | 0 | RECT. DUCT | 300X300 | . | . | . | VARCF-304 | NO
RECT. DUCT m | 10 | 4.7 | m | 0 | RECT. DUCT | 350X300 | . | . | . | VARCF-302 | NO
RECT. DUCT m | 10 | 1.9 | m | 0 | RECT. DUCT | 300X200 | . | . | LOW PRESSURE | VARCF-302/304 | NO
RECT. DUCT m | 10 | 2 | m | 0 | RECT. DUCT | 300X200 | . | . | LOW PRESSURE | VARCF-302/304 | NO
RECT. DUCT m | 10 | 7.2 | m | 0 | RECT. DUCT | 250X200 | . | . | . | VARCF-302 | NO
RECT. DUCT m | 10 | 2.7 | m | 0 | RECT. DUCT | 300X200 | . | . | LOW PRESSURE | VARCF-302/304 | NO
RECT. DUCT m | 10 | 2.7 | m | 0 | RECT. DUCT | 300X200 | . | . | LOW PRESSURE | VARCF-302/304 | NO
RECT. DUCT m | 10 | 1.4 | m | 0 | RECT. DUCT | 400X150 | w/ 1” ACOUSTICAL LINING | . | . | TRANSFER DUCT | NO
RECT. DUCT m | 10 | 1.4 | m | 0 | RECT. DUCT | 400X150 | w/ 1” ACOUSTICAL LINING | . | . | TRANSFER DUCT | NO
RECT. DUCT m | 10 | 1.9 | m | 0 | RECT. DUCT | 350X350 | . | . | . | VARCF-304 | NO
RECT. DUCT m | 10 | 0.4 | m | 0 | RECT. DUCT | 200X200 | . | . | . | VACF-301 | NO
RECT. DUCT m | 10 | 0.8 | m | 0 | RECT. DUCT | 325X125 | . | . | . | VARCF-302/304 | NO
RECT. DUCT m | 10 | 0.8 | m | 0 | RECT. DUCT | 325X125 | . | . | . | VARCF-302/304 | NO
RECT. DUCT m | 10 | 0.8 | m | 0 | RECT. DUCT | 325X125 | . | . | . | VARCF-302/304 | NO
RECT. DUCT m | 18 | 2.5 | m | 0 | RECT. DUCT | 300X200 | . | . | LOW PRESSURE | VARCF-304/305 | NO
RECT. DUCT m | 10 | 1.6 | m | 0 | RECT. DUCT | 300X200 | . | . | LOW PRESSURE | VARCF-302/304 | NO
RECT. DUCT m | 33 | 9 | m | 0 | RECT. DUCT | 1422X1067 | . | . | . | VARCF-304 | NO
RECT. DUCT m | 33 | 3 | m | 0 | RECT. DUCT | 1778X1473 | . | . | . | VARCF-304 | NO
RECT. DUCT m | 33 | 5.4 | m | 0 | RECT. DUCT | 2286X2184 | . | . | . | VARCF-304 | NO
RECT. DUCT m | 25 | 1.7 | m | 0 | RECT. DUCT | 457X457 | . | . | BP | VA-333-VA-0001 | NO
RECT. DUCT m | 25 | 18.1 | m | 0 | RECT. DUCT | 2032X1524 | . | 6-SS-16 | . | VARCF-303 | NO
RECT. DUCT m | 25 | 1.7 | m | 0 | RECT. DUCT | 1473X1448 | . | 6-SS-16 | . | VARCF-303 | NO
RECT. DUCT m | 25 | 9.7 | m | 0 | RECT. DUCT | 3048X2794 | . | 6-SS-16 | . | VARCF-303 | NO
RECT. DUCT m | 26 | 27.2 | m | 0 | RECT. DUCT | 2286X1778 | . | . | . | VARCF-304 | NO
RECT. DUCT m | 26 | 2.8 | m | 0 | RECT. DUCT | 1981X864 | . | . | . | VARCF-304 | NO
RECT. DUCT m | 26 | 7.2 | m | 0 | RECT. DUCT | 1829X1118 | . | . | . | VF-361-VF-0001 | NO
RECT. DUCT m | 26 | 9.5 | m | 0 | RECT. DUCT | 1575X1270 | . | . | . | VF-361-VF-0001 | NO
RECT. DUCT m | 26 | 1.7 | m | 0 | RECT. DUCT | 300X200 | . | . | LOW PRESSURE | VF-361-VF-0001 | NO
RECT. DUCT m | 26 | 1 | m | 0 | RECT. DUCT | 700X400 | . | 6-SS-16 | . | VF-361-VF-0001 | NO
RECT. DUCT m | 26 | 1 | m | 0 | RECT. DUCT | 450X400 | . | 6-SS-16 | . | VF-361-VF-0001 | NO
RECT. DUCT m | 26 | 2.2 | m | 0 | RECT. DUCT | 550X250 | . | . | . | VF-361-VF-0001 | NO
RECT. DUCT m | 26 | 8.6 | m | 0 | RECT. DUCT | 1981X1168 | . | 6-SS-16 | . | VARCF-303 | NO
RECT. DUCT m | 26 | 16.1 | m | 0 | RECT. DUCT | 1829X610 | . | 6-SS-16 | . | VARCF-303 | NO
RECT. DUCT m | 26 | 7.2 | m | 0 | RECT. DUCT | 1473X914 | . | 6-SS-16 | . | VACF-301 | NO
RECT. DUCT m | 26 | 2.1 | m | 0 | RECT. DUCT | 1473X914 | . | 6-SS-16 | . | VACF-301 | NO
RECT. DUCT m | 26 | 3.9 | m | 0 | RECT. DUCT | 1150X600 | . | 6-SS-16 | . | VACF-301 | NO
RECT. DUCT m | 26 | 2.4 | m | 0 | RECT. DUCT | 1165X914 | . | . | . | VACF-301 | NO
RECT. DUCT m | 26 | 10.3 | m | 0 | RECT. DUCT | 1981X1219 | . | 6-SS-16 | . | VACF-301 | NO
RECT. DUCT m | 26 | 7.3 | m | 0 | RECT. DUCT | 610X356 | . | 6-SS-16 | . | VE-314-VE-0001 | NO
RECT. DUCT m | 26 | 11.1 | m | 0 | RECT. DUCT | 406X356 | . | 6-SS-16 | . | VE-314-VE-0001 | NO
RECT. DUCT m | 26 | 6.4 | m | 0 | RECT. DUCT | 850X675 | . | . | . | VACF-301 | NO
RECT. DUCT m | 26 | 2.6 | m | 0 | RECT. DUCT | 1753X787 | . | . | . | VARCF-304 | NO
RECT. DUCT m | 26 | 9.1 | m | 0 | RECT. DUCT | 400X375 | . | . | . | VARCF-302 | NO
RECT. DUCT m | 26 | 3.1 | m | 0 | RECT. DUCT | 300X300 | . | . | . | VARCF-302 | NO
RECT. DUCT m | 26 | 8.8 | m | 0 | RECT. DUCT | 300X200 | . | . | . | VARCF-302 | NO
RECT. DUCT m | 26 | 2.1 | m | 0 | RECT. DUCT | 1194X1016 | . | . | . | VARCF-304 | NO
RECT. DUCT m | 26 | 1.8 | m | 0 | RECT. DUCT | 1321X914 | . | . | . | VARCF-304 | NO
RECT. DUCT m | 26 | 3 | m | 0 | RECT. DUCT | 650X300 | . | . | . | VF-362-VF-0001 | NO
RECT. DUCT m | 26 | 0.1 | m | 0 | RECT. DUCT | 900X450 | . | . | . | VF-362-VF-0001 | NO
RECT. DUCT m | 26 | 0.1 | m | 0 | RECT. DUCT | 900X450 | . | . | . | VF-362-VF-0001 | NO
RECT. DUCT m | 26 | 2.5 | m | 0 | RECT. DUCT | 650X500 | . | . | . | VF-362-VF-0001 | NO
RECT. DUCT m | 26 | 1.2 | m | 0 | RECT. DUCT | 1200X800 | . | . | . | VF-362-VF-0001 | NO
RECT. DUCT m | 26 | 8.5 | m | 0 | RECT. DUCT | 650X500 | . | 6-SS-16 | . | VARCF-303 | NO
RECT. DUCT m | 26 | 8.6 | m | 0 | RECT. DUCT | 1219X813 | . | . | . | VARCF-303 | NO
RECT. DUCT m | 26 | 1.2 | m | 0 | RECT. DUCT | 610X356 | . | 6-SS-16 | . | VE-314-VE-0001 | NO
RECT. DUCT m | 26 | 2.1 | m | 0 | RECT. DUCT | 800X400 | . | 6-SS-16 | . | VE-315-VE-0001 | NO
RECT. DUCT m | 26 | 2 | m | 0 | RECT. DUCT | 800X400 | . | 6-SS-16 | . | VE-315-VE-0001 | NO
RECT. DUCT m | 26 | 0.6 | m | 0 | RECT. DUCT | 1300X500 | . | . | MP | VARC-310-VR-0001 | NO
RECT. DUCT m | 33 | 7.8 | m | 0 | RECT. DUCT | 2500X2200 | . | 6-SS-16 | . | VE-315-VE-0001 | NO
RECT. DUCT m | 33 | 2.6 | m | 0 | RECT. DUCT | 1500X986 | . | 6-SS-16 | . | VE-315-VE-0001 | NO
RECT. DUCT m | 33 | 5.3 | m | 0 | RECT. DUCT | 800X400 | . | 6-SS-16 | . | VE-315-VE-0001 | NO
RECT. DUCT m | 33 | 6.4 | m | 0 | RECT. DUCT | 800X400 | . | 6-SS-16 | . | VE-315-VE-0001 | NO
RECT. DUCT m | 27 | 2.5 | m | 0 | RECT. DUCT | 4100X3250 | . | 6-SS-16 | . | VACF-301 | NO
RECT. DUCT m | 27 | 0.3 | m | 0 | RECT. DUCT | 700X500 | . | 6-SS-16 | . | VE-315-VE-0001 | NO
RECT. DUCT m | 27 | 1.5 | m | 0 | RECT. DUCT | 4500X3400 | . | 6-SS-16 | . | VACF-301 | NO
RECT. DUCT m | 27 | 3.5 | m | 0 | RECT. DUCT | 2438X2235 | . | 6-SS-16 | . | VACF-301 | NO
RECT. DUCT m | 27 | 3 | m | 0 | RECT. DUCT | 1524X1016 | . | 6-SS-16 | . | VACF-301 | NO
RECT. DUCT m | 27 | 1.5 | m | 0 | RECT. DUCT | 4500X3400 | . | . | . | VACF-301 | NO
RECT. DUCT m | 27 | 3.8 | m | 0 | RECT. DUCT | 2438X762 | . | 6-SS-16 | . | VACF-301 | NO
RECT. DUCT m | 27 | 5.6 | m | 0 | RECT. DUCT | 914X610 | . | . | . | VACF-301 | NO
RECT. DUCT m | 27 | 11.1 | m | 0 | RECT. DUCT | 1524X1219 | . | 6-SS-16 | . | VACF-301 | NO
RECT. DUCT m | 27 | 2.5 | m | 0 | RECT. DUCT | 500X500 | w/ 1” ACOUSTICAL LINING | 6-SS-16 | . | TRANSFER DUCT | NO
RECT. DUCT m | 24 | 3.5 | m | 0 | RECT. DUCT | 500X400 | . | 6-SS-16 | . | VARCF-303 | NO
RECT. DUCT m | 24 | 0.1 | m | 0 | RECT. DUCT | 900X450 | . | 6-SS-16 | . | VARCF-303 | NO
RECT. DUCT m | 24 | 3.1 | m | 0 | RECT. DUCT | 1200X500 | . | 6-SS-16 | . | VARCF-303 | NO
RECT. DUCT m | 24 | 1.6 | m | 0 | RECT. DUCT | 1154X1013 | . | 6-SS-16 | . | VF-363-VF-0001 | NO
RECT. DUCT m | 24 | 1.6 | m | 0 | RECT. DUCT | 1154X1013 | . | 6-SS-16 | . | VF-369-VF-0001 | NO
RECT. DUCT m | 24 | 0.1 | m | 0 | RECT. DUCT | 700X600 | . | . | . | VF-362-VF-0001 | NO
RECT. DUCT m | 27 | 17.8 | m | 0 | RECT. DUCT | 1067X813 | . | . | MP | VARC-310-VA-0001 | NO
RECT. DUCT m | 27 | 0.2 | m | 0 | RECT. DUCT | 1700X750 | . | . | MP | VARC-310-VA-0001 | NO
RECT. DUCT m | 27 | 13.4 | m | 0 | RECT. DUCT | 2489X1219 | . | . | . | VARCF-302 | NO
RECT. DUCT m | 27 | 4.1 | m | 0 | RECT. DUCT | 1372X813 | . | . | MP | VARC-310-VA-0001 | NO
RECT. DUCT m | 27 | 0.2 | m | 0 | RECT. DUCT | 1700X750 | . | . | MP | VARC-310-VA-0001 | NO
RECT. DUCT m | 27 | 3.9 | m | 0 | RECT. DUCT | 1118X1016 | . | 6-SS-16 | MP | VARC-310-VA-0001 | NO
RECT. DUCT m | 27 | 0.3 | m | 0 | RECT. DUCT | 1800X900 | . | 6-SS-16 | MP | VARC-310-VA-0001 | NO
RECT. DUCT m | 27 | 10.4 | m | 0 | RECT. DUCT | 1118X1016 | . | 6-SS-16 | MP | VARC-310-VA-0001 | NO
RECT. DUCT m | 27 | 8.2 | m | 0 | RECT. DUCT | 2489X1219 | . | . | . | VARCF-302 | NO
RECT. DUCT m | 27 | 1.9 | m | 0 | RECT. DUCT | 1473X1321 | . | . | . | VARCF-302 | NO
RECT. DUCT m | 27 | 8 | m | 0 | RECT. DUCT | 3048X965 | . | . | . | VARCF-302 | NO
RECT. DUCT m | 27 | 6.6 | m | 0 | RECT. DUCT | 1829X1829 | . | 6-SS-16 | . | VARCF-303 | NO
RECT. DUCT m | 27 | 6.6 | m | 0 | RECT. DUCT | 1829X1829 | . | 6-SS-16 | . | VARCF-303 | NO
RECT. DUCT m | 27 | 9.8 | m | 0 | RECT. DUCT | 914X914 | . | 6-SS-16 | . | VACF-301 | NO
RECT. DUCT m | 27 | 4.3 | m | 0 | RECT. DUCT | 1829X610 | . | 6-SS-16 | . | VARCF-303 | NO
RECT. DUCT m | 27 | 3.1 | m | 0 | RECT. DUCT | 1930X1829 | . | 6-SS-16 | . | VARCF-303 | NO
RECT. DUCT m | 27 | 3.6 | m | 0 | RECT. DUCT | 1930X1829 | . | 6-SS-16 | . | VARCF-303 | NO
RECT. DUCT m | 27 | 1.1 | m | 0 | RECT. DUCT | 1300X900 | . | 6-SS-16 | . | VARCF-303 | NO
RECT. DUCT m | 27 | 8.9 | m | 0 | RECT. DUCT | 1219X813 | . | 6-SS-16 | . | VARCF-303 | NO
RECT. DUCT m | 27 | 3.8 | m | 0 | RECT. DUCT | 1956X1168 | . | 6-SS-16 | . | VARCF-303 | NO
RECT. DUCT m | 27 | 15 | m | 0 | RECT. DUCT | 1981X864 | . | . | . | VARCF-304 | NO
RECT. DUCT m | 27 | 6.7 | m | 0 | RECT. DUCT | 1524X1016 | . | 6-SS-16 | . | VACF-301 | NO
RECT. DUCT m | 27 | 15.9 | m | 0 | RECT. DUCT | 914X914 | . | 6-SS-16 | . | VACF-301 | NO
RECT. DUCT m | 27 | 6.1 | m | 0 | RECT. DUCT | 1473X914 | . | 6-SS-16 | . | VE-314-VE-0001 | NO
RECT. DUCT m | 27 | 8.4 | m | 0 | RECT. DUCT | 1524X1016 | . | 6-SS-16 | . | VE-314-VE-0001 | NO
RECT. DUCT m | 27 | 0.1 | m | 0 | RECT. DUCT | 2400X900 | . | 6-SS-16 | MP | VARC-310-VR-0001 | NO
RECT. DUCT m | 27 | 9 | m | 0 | RECT. DUCT | 1016X762 | . | 6-SS-16 | MP | VARC-310-VR-0001 | NO
RECT. DUCT m | 27 | 4.4 | m | 0 | RECT. DUCT | 1118X1016 | . | 6-SS-16 | MP | VARC-310-VR-0001 | NO
RECT. DUCT m | 27 | 0.2 | m | 0 | RECT. DUCT | 2400X900 | . | . | MP | VARC-310-VR-0001 | NO
RECT. DUCT m | 27 | 7.3 | m | 0 | RECT. DUCT | 1118X1016 | . | 6-N-16 | MP | VARC-310-VR-0001 | NO
RECT. DUCT m | 27 | 0.6 | m | 0 | RECT. DUCT | 3000X900 | . | . | MP | VARC-310-VR-0001 | NO
RECT. DUCT m | 27 | 8.9 | m | 0 | RECT. DUCT | 1524X1219 | . | 6-SS-16 | . | VACF-301 | NO
RECT. DUCT m | 29 | 0.9 | m | 0 | RECT. DUCT | 660X457 | . | . | BP | VA-332-VA-0001 | NO
RECT. DUCT m | 6 | 0.3 | m | 0 | RECT. DUCT | 200X200 | . | . | . | VACF-301 | NO
RECT. DUCT m | 6 | 0.4 | m | 0 | RECT. DUCT | 200X200 | . | . | . | VACF-301 | NO
RECT. DUCT m | 6 | 0.4 | m | 0 | RECT. DUCT | 200X200 | . | . | . | VACF-301 | NO
RECT. DUCT m | 6 | 0.4 | m | 0 | RECT. DUCT | 200X200 | . | . | . | VACF-301 | NO
RECT. DUCT m | 6 | 0.5 | m | 0 | RECT. DUCT | 200X200 | . | . | . | VACF-301 | NO
RECT. DUCT m | 6 | 0.4 | m | 0 | RECT. DUCT | 200X200 | . | . | . | VACF-301 | NO
RECT. DUCT m | 6 | 0.4 | m | 0 | RECT. DUCT | 200X200 | . | . | . | VACF-301 | NO
RECT. DUCT m | 6 | 0.4 | m | 0 | RECT. DUCT | 200X200 | . | . | . | VACF-301 | NO
RECT. DUCT m | 6 | 0.4 | m | 0 | RECT. DUCT | 200X200 | . | . | . | VACF-301 | NO
RECT. DUCT m | 7 | 1.5 | m | 0 | RECT. DUCT | 950X350 | w/ 1” ACOUSTICAL LINING | . | . | TRANSFER DUCT | NO
RECT. DUCT m | 6 | 1.2 | m | 0 | RECT. DUCT | 450X200 | w/ 1” ACOUSTICAL LINING | . | . | TRANSFER DUCT | NO
RECT. DUCT m | 6 | 1.5 | m | 0 | RECT. DUCT | 950X350 | w/ 1” ACOUSTICAL LINING | . | . | TRANSFER DUCT | NO
RECT. DUCT m | 6 | 1.2 | m | 0 | RECT. DUCT | 450X200 | w/ 1” ACOUSTICAL LINING | . | . | TRANSFER DUCT | NO
RECT. DUCT m | 6 | 1.2 | m | 0 | RECT. DUCT | 450X200 | w/ 1” ACOUSTICAL LINING | . | . | TRANSFER DUCT | NO
RECT. DUCT m | 9 | 0.3 | m | 0 | RECT. DUCT | 200X75 | . | . | LOW PRESSURE | VFC-347 | NO
RECT. DUCT m | 9 | 0.4 | m | 0 | RECT. DUCT | 250X100 | . | . | LOW PRESSURE | VFC-347 | NO
RECT. DUCT m | 9 | 0.4 | m | 0 | RECT. DUCT | 250X100 | . | . | LOW PRESSURE | VFC-347 | NO
RECT. DUCT m | 9 | 0.4 | m | 0 | RECT. DUCT | 250X100 | . | . | LOW PRESSURE | VFC-347 | NO
RECT. DUCT m | 25 | 4 | m | 0 | RECT. DUCT | 2134X1575 | . | 6-SS-16 | . | VE-331-VE-0001 | NO
RECT. DUCT m | 29 | 0.9 | m | 0 | RECT. DUCT | 457X457 | . | . | BP | VA-334-VA-0001 | NO
RECT. DUCT m | 26 | 2.2 | m | 0 | RECT. DUCT | 1500X1500 | . | . | . | VARCF-302 | NO
RECT. DUCT m | 26 | 0.2 | m | 0 | RECT. DUCT | 1500X1500 | . | . | . | VARCF-303 | NO
RECT. DUCT m | 26 | 0.4 | m | 0 | RECT. DUCT | 1500X1400 | . | . | . | VARCF-302 | NO
RECT. DUCT m | 26 | 0.5 | m | 0 | RECT. DUCT | 1500X1400 | . | . | . | VARCF-303 | NO
RECT. DUCT m | 24 | 0.5 | m | 0 | RECT. DUCT | 1500X1500 | . | . | . | VARCF-305 | NO
RECT. DUCT m | 27 | 5.3 | m | 0 | RECT. DUCT | 1981X1524 | . | . | . | VARCF-302 | NO
RECT. DUCT m | 27 | 0.9 | m | 0 | RECT. DUCT | 813X813 | . | . | MP | VARC-310-VA-0001 | NO
RECT. DUCT m | 26 | 0.1 | m | 0 | RECT. DUCT | 900X450 | . | . | . | VARCF-303 | NO
RECT. DUCT m | 24 | 5.2 | m | 0 | RECT. DUCT | 610X356 | . | 6-SS-16 | . | VE-314-VE-0001 | NO
RECT. DUCT m | 26 | 1.9 | m | 0 | RECT. DUCT | 1300X900 | . | 6-SS-16 | . | VARCF-303 | NO
RECT. DUCT m | 19 | 3.9 | m | 0 | RECT. DUCT | 550X250 | . | . | . | VARCF-302 | NO
RECT. DUCT m | 16 | 0.3 | m | 0 | RECT. DUCT | 200X200 | . | . | . | VACF-301 | NO
RECT. DUCT m | 16 | 0.3 | m | 0 | RECT. DUCT | 200X200 | . | . | . | VACF-301 | NO
RECT. DUCT m | 15 | 0.1 | m | 0 | RECT. DUCT | 650X250 | . | . | . | VARCF-303 | NO
RECT. DUCT m | 15 | 3.4 | m | 0 | RECT. DUCT | 200X150 | . | 6-SS-16 | LOW PRESSURE | VE-314-VE-0001 | NO
RECT. DUCT m | 15 | 0 | m | 0 | RECT. DUCT | 200X150 | . | . | LOW PRESSURE | VARCF-304/305 | NO
RECT. DUCT m | 15 | 3.7 | m | 0 | RECT. DUCT | 250X300 | . | . | . | VARCF-304 | NO
RECT. DUCT m | 15 | 0.2 | m | 0 | RECT. DUCT | 250X100 | w/ 1” ACOUSTICAL LINING | . | . | TRANSFER DUCT | NO
RECT. DUCT m | 15 | 0.2 | m | 0 | RECT. DUCT | 250X100 | w/ 1” ACOUSTICAL LINING | . | . | TRANSFER DUCT | NO
RECT. DUCT m | 15 | 0.3 | m | 0 | RECT. DUCT | 350X350 | . | . | BP | VA-333-VA-0001 | NO
RECT. DUCT m | 12 | 7.4 | m | 0 | RECT. DUCT | 300X300 | . | . | . | VARCF-304 | NO
RECT. DUCT m | 12 | 0.1 | m | 0 | RECT. DUCT | 650X250 | . | . | . | VARCF-303 | NO
RECT. DUCT m | 10 | 1.1 | m | 0 | RECT. DUCT | 200X200 | . | . | . | VACF-301 | NO
RECT. DUCT m | 9 | 0.3 | m | 0 | RECT. DUCT | 200X75 | . | . | LOW PRESSURE | VFC-347 | NO
RECT. DUCT m | 9 | 0.3 | m | 0 | RECT. DUCT | 200X75 | . | . | LOW PRESSURE | VFC-347 | NO
RECT. DUCT m | 9 | 0.3 | m | 0 | RECT. DUCT | 200X75 | . | . | LOW PRESSURE | VFC-347 | NO
RECT. DUCT m | 6 | 6.4 | m | 0 | RECT. DUCT | 700X450 | . | . | . | VARCF-304 | NO
RECT. DUCT m | 6 | 5.8 | m | 0 | RECT. DUCT | 350X300 | . | . | . | VARCF-304 | NO
RECT. DUCT m | 2 | 2.7 | m | 0 | RECT. DUCT | 250X200 | . | . | . | VARCF-304 | NO
RECT. DUCT m | 2 | 1.4 | m | 0 | RECT. DUCT | 400X150 | w/ 1” ACOUSTICAL LINING | . | . | TRANSFER DUCT | NO
RECT. DUCT m | 15 | 0.3 | m | 0 | RECT. DUCT | 200X75 | . | . | LOW PRESSURE | VFC-344 | NO
RECT. DUCT m | 15 | 0.3 | m | 0 | RECT. DUCT | 250X100 | . | . | LOW PRESSURE | VFC-344 | NO
RECT. DUCT m | 15 | 0.3 | m | 0 | RECT. DUCT | 250X100 | . | . | LOW PRESSURE | VFC-344 | NO
RECT. DUCT m | 15 | 0.3 | m | 0 | RECT. DUCT | 200X75 | . | . | LOW PRESSURE | VFC-344 | NO
RECT. DUCT m | 15 | 10.7 | m | 0 | RECT. DUCT | 200X200 | . | . | . | VARCF-304/305 | NO
RECT. DUCT m | 15 | 0.3 | m | 0 | RECT. DUCT | 200X75 | . | . | LOW PRESSURE | VFC-344 | NO
RECT. DUCT m | 15 | 0.3 | m | 0 | RECT. DUCT | 250X100 | . | . | LOW PRESSURE | VFC-344 | NO
RECT. DUCT m | 15 | 0.3 | m | 0 | RECT. DUCT | 250X100 | . | . | LOW PRESSURE | VFC-344 | NO
RECT. DUCT m | 16 | 3.3 | m | 0 | RECT. DUCT | 400X300 | . | . | . | VARCF-302 | NO
SPIRAL DUCT | 2 | 2.2 | ft | 0 | SPIRAL DUCT | 150 | . | . | LOW PRESSURE | VARCF-304/305 | NO
SPIRAL DUCT | 2 | 1 | ft | 0 | SPIRAL DUCT | 150 | . | . | . | VARCF-304 | NO
SPIRAL DUCT | 2 | 1.1 | ft | 0 | SPIRAL DUCT | 150 | . | . | . | VARCF-305 | NO
SPIRAL DUCT | 2 | 5.7 | ft | 0 | SPIRAL DUCT | 150 | . | . | . | VARCF-304 | NO
SPIRAL DUCT | 2 | 6 | ft | 0 | SPIRAL DUCT | 150 | . | . | . | VARCF-305 | NO
SPIRAL DUCT | 2 | 1.9 | ft | 0 | SPIRAL DUCT | 150 | . | . | LOW PRESSURE | VARCF-304/305 | NO
SPIRAL DUCT | 2 | 2 | ft | 0 | SPIRAL DUCT | 150 | . | . | LOW PRESSURE | VARCF-304/305 | NO
SPIRAL DUCT | 2 | 7.8 | ft | 0 | SPIRAL DUCT | 150 | . | . | . | VARCF-305 | NO
SPIRAL DUCT | 2 | 7.3 | ft | 0 | SPIRAL DUCT | 150 | . | . | . | VARCF-304 | NO
SPIRAL DUCT | 2 | 2.8 | ft | 0 | SPIRAL DUCT | 150 | . | . | LOW PRESSURE | VARCF-304/305 | NO
SPIRAL DUCT | 2 | 0.9 | ft | 0 | SPIRAL DUCT | 200 | . | . | LOW PRESSURE | VARCF-304/305 | NO
SPIRAL DUCT | 2 | 0.9 | ft | 0 | SPIRAL DUCT | 200 | . | . | LOW PRESSURE | VARCF-304/305 | NO
SPIRAL DUCT | 2 | 1 | ft | 0 | SPIRAL DUCT | 200 | . | . | LOW PRESSURE | VARCF-304/305 | NO
SPIRAL DUCT | 2 | 3.2 | ft | 0 | SPIRAL DUCT | 150 | . | . | . | VARCF-304/305 | NO
SPIRAL DUCT | 2 | 7.7 | ft | 0 | SPIRAL DUCT | 200 | . | . | . | VARCF-305 | NO
SPIRAL DUCT | 2 | 0.8 | ft | 0 | SPIRAL DUCT | 200 | . | . | . | VARCF-304 | NO
SPIRAL DUCT | 2 | 3.2 | ft | 0 | SPIRAL DUCT | 150 | . | . | . | VARCF-304 | NO
SPIRAL DUCT | 2 | 4.7 | ft | 0 | SPIRAL DUCT | 150 | . | . | . | VARCF-305 | NO
SPIRAL DUCT | 2 | 0.7 | ft | 0 | SPIRAL DUCT | 150 | . | . | LOW PRESSURE | VARCF-304/305 | NO
SPIRAL DUCT | 2 | 1.7 | ft | 0 | SPIRAL DUCT | 300 | . | . | . | VARCF-305 | NO
SPIRAL DUCT | 2 | 6.3 | ft | 0 | SPIRAL DUCT | 250 | . | . | LOW PRESSURE | VARCF-304/305 | NO
SPIRAL DUCT | 2 | 2.2 | ft | 0 | SPIRAL DUCT | 250 | . | . | LOW PRESSURE | VARCF-304/305 | NO
SPIRAL DUCT | 2 | 7.4 | ft | 0 | SPIRAL DUCT | 250 | . | . | LOW PRESSURE | VARCF-304/305 | NO
SPIRAL DUCT | 2 | 6.1 | ft | 0 | SPIRAL DUCT | 250 | . | . | LOW PRESSURE | VARCF-304/305 | NO
SPIRAL DUCT | 2 | 1.6 | ft | 0 | SPIRAL DUCT | 250 | . | . | LOW PRESSURE | VARCF-304/305 | NO
SPIRAL DUCT | 2 | 1.7 | ft | 0 | SPIRAL DUCT | 300 | . | . | . | VARCF-305 | NO
SPIRAL DUCT | 2 | 8.2 | ft | 0 | SPIRAL DUCT | 150 | . | . | . | VARCF-304 | NO
SPIRAL DUCT | 2 | 3.3 | ft | 0 | SPIRAL DUCT | 150 | . | . | . | VARCF-305 | NO
SPIRAL DUCT | 2 | 3.2 | ft | 0 | SPIRAL DUCT | 150 | . | . | LOW PRESSURE | VARCF-304/305 | NO
SPIRAL DUCT | 2 | 2.8 | ft | 0 | SPIRAL DUCT | 150 | . | . | . | VARCF-304 | NO
SPIRAL DUCT | 2 | 1.6 | ft | 0 | SPIRAL DUCT | 150 | . | . | . | VARCF-305 | NO
SPIRAL DUCT | 2 | 2.3 | ft | 0 | SPIRAL DUCT | 150 | . | . | LOW PRESSURE | VARCF-304/305 | NO
SPIRAL DUCT | 2 | 1.1 | ft | 0 | SPIRAL DUCT | 300 | . | . | . | VARCF-304 | NO
SPIRAL DUCT | 2 | 5 | ft | 0 | SPIRAL DUCT | 300 | . | . | . | VARCF-305 | NO
SPIRAL DUCT | 2 | 8.3 | ft | 0 | SPIRAL DUCT | 250 | . | . | LOW PRESSURE | VARCF-304/305 | NO
SPIRAL DUCT | 2 | 4.5 | ft | 0 | SPIRAL DUCT | 250 | . | . | LOW PRESSURE | VARCF-304/305 | NO
SPIRAL DUCT | 2 | 2 | ft | 0 | SPIRAL DUCT | 250 | . | . | LOW PRESSURE | VARCF-304/305 | NO
SPIRAL DUCT | 2 | 11.7 | ft | 0 | SPIRAL DUCT | 250 | . | . | LOW PRESSURE | VARCF-304/305 | NO
SPIRAL DUCT | 2 | 4.9 | ft | 0 | SPIRAL DUCT | 150 | . | . | . | VARCF-304 | NO
SPIRAL DUCT | 2 | 0.5 | ft | 0 | SPIRAL DUCT | 150 | . | . | . | VARCF-305 | NO
SPIRAL DUCT | 2 | 1.4 | ft | 0 | SPIRAL DUCT | 200 | . | . | LOW PRESSURE | VARCF-304/305 | NO
SPIRAL DUCT | 2 | 0.6 | ft | 0 | SPIRAL DUCT | 200 | . | . | LOW PRESSURE | VARCF-304/305 | NO
SPIRAL DUCT | 2 | 0.6 | ft | 0 | SPIRAL DUCT | 200 | . | . | LOW PRESSURE | VARCF-304/305 | NO
SPIRAL DUCT | 2 | 2.3 | ft | 0 | SPIRAL DUCT | 200 | . | . | . | VARCF-304 | NO
SPIRAL DUCT | 2 | 3.1 | ft | 0 | SPIRAL DUCT | 200 | . | . | . | VARCF-305 | NO
SPIRAL DUCT | 2 | 1 | ft | 0 | SPIRAL DUCT | 150 | . | . | . | VARCF-305 | NO
SPIRAL DUCT | 2 | 1.3 | ft | 0 | SPIRAL DUCT | 150 | . | . | . | VARCF-304 | NO
SPIRAL DUCT | 2 | 3.1 | ft | 0 | SPIRAL DUCT | 250 | . | . | . | VARCF-305 | NO
SPIRAL DUCT | 2 | 1.7 | ft | 0 | SPIRAL DUCT | 250 | . | . | . | VARCF-304 | NO
SPIRAL DUCT | 2 | 3.7 | ft | 0 | SPIRAL DUCT | 250 | . | . | LOW PRESSURE | VARCF-304/305 | NO
SPIRAL DUCT | 2 | 3.6 | ft | 0 | SPIRAL DUCT | 250 | . | . | LOW PRESSURE | VARCF-304/305 | NO
SPIRAL DUCT | 2 | 12.8 | ft | 0 | SPIRAL DUCT | 350 | . | . | . | VARCF-305 | NO
SPIRAL DUCT | 2 | 1.8 | ft | 0 | SPIRAL DUCT | 350 | . | . | . | VARCF-304 | NO
SPIRAL DUCT | 2 | 2 | ft | 0 | SPIRAL DUCT | 300 | . | . | LOW PRESSURE | VARCF-304/305 | NO
SPIRAL DUCT | 2 | 2 | ft | 0 | SPIRAL DUCT | 300 | . | . | LOW PRESSURE | VARCF-304/305 | NO
SPIRAL DUCT | 2 | 4.8 | ft | 0 | SPIRAL DUCT | 300 | . | . | LOW PRESSURE | VARCF-304/305 | NO
SPIRAL DUCT | 2 | 4.8 | ft | 0 | SPIRAL DUCT | 300 | . | . | LOW PRESSURE | VARCF-304/305 | NO
SPIRAL DUCT | 2 | 1.3 | ft | 0 | SPIRAL DUCT | 350 | . | . | . | VARCF-304 | NO
SPIRAL DUCT | 2 | 2.2 | ft | 0 | SPIRAL DUCT | 350 | . | . | . | VARCF-305 | NO
SPIRAL DUCT | 2 | 8.3 | ft | 0 | SPIRAL DUCT | 300 | . | . | LOW PRESSURE | VARCF-304/305 | NO
SPIRAL DUCT | 2 | 1 | ft | 0 | SPIRAL DUCT | 300 | . | . | LOW PRESSURE | VARCF-304/305 | NO
SPIRAL DUCT | 2 | 1.8 | ft | 0 | SPIRAL DUCT | 300 | . | . | LOW PRESSURE | VARCF-304/305 | NO
SPIRAL DUCT | 2 | 3.5 | ft | 0 | SPIRAL DUCT | 300 | . | . | LOW PRESSURE | VARCF-304/305 | NO
SPIRAL DUCT | 2 | 3.9 | ft | 0 | SPIRAL DUCT | 300 | . | . | LOW PRESSURE | VARCF-304/305 | NO
SPIRAL DUCT | 2 | 0.9 | ft | 0 | SPIRAL DUCT | 300 | . | . | LOW PRESSURE | VARCF-304/305 | NO
SPIRAL DUCT | 2 | 9.4 | ft | 0 | SPIRAL DUCT | 300 | . | . | LOW PRESSURE | VARCF-304/305 | NO
SPIRAL DUCT | 2 | 9.4 | ft | 0 | SPIRAL DUCT | 300 | . | . | LOW PRESSURE | VARCF-304/305 | NO
SPIRAL DUCT | 2 | 1.8 | ft | 0 | SPIRAL DUCT | 350 | . | . | . | VARCF-304 | NO
SPIRAL DUCT | 2 | 11.3 | ft | 0 | SPIRAL DUCT | 350 | . | . | . | VARCF-305 | NO
SPIRAL DUCT | 2 | 6.8 | ft | 0 | SPIRAL DUCT | 250 | . | . | . | VARCF-304/305 | NO
SPIRAL DUCT | 3 | 2.2 | ft | 0 | SPIRAL DUCT | 250 | . | . | . | VARCF-304/305 | NO
SPIRAL DUCT | 3 | 7.3 | ft | 0 | SPIRAL DUCT | 150 | . | . | . | VARCF-304 | NO
SPIRAL DUCT | 3 | 5.9 | ft | 0 | SPIRAL DUCT | 150 | . | . | . | VARCF-305 | NO
SPIRAL DUCT | 3 | 8.4 | ft | 0 | SPIRAL DUCT | 150 | . | . | . | VARCF-305 | NO
SPIRAL DUCT | 3 | 0.5 | ft | 0 | SPIRAL DUCT | 250 | . | . | . | VARCF-305 | NO
SPIRAL DUCT | 3 | 19.5 | ft | 0 | SPIRAL DUCT | 200 | . | . | . | VARCF-304/305 | NO
SPIRAL DUCT | 3 | 1.8 | ft | 0 | SPIRAL DUCT | 200 | . | . | . | VARCF-304/305 | NO
SPIRAL DUCT | 3 | 1.7 | ft | 0 | SPIRAL DUCT | 200 | . | . | . | VARCF-304/305 | NO
SPIRAL DUCT | 3 | 15.7 | ft | 0 | SPIRAL DUCT | 200 | . | . | . | VARCF-304/305 | NO
SPIRAL DUCT | 3 | 5.1 | ft | 0 | SPIRAL DUCT | 400 | . | . | . | VACF-301 | NO
SPIRAL DUCT | 3 | 4.3 | ft | 0 | SPIRAL DUCT | 150 | . | . | . | VARCF-305 | NO
SPIRAL DUCT | 3 | 0.8 | ft | 0 | SPIRAL DUCT | 150 | . | STAINLESS STEEL | . | VARC-311-VA-0001 | NO
SPIRAL DUCT | 5 | 106.7 | ft | 0 | SPIRAL DUCT | 150 | . | . | . | VC-383-VA-0001 | NO
SPIRAL DUCT | 5 | 34.5 | ft | 0 | SPIRAL DUCT | 200 | . | . | . | VC-383-VA-0001 | NO
SPIRAL DUCT | 5 | 1.9 | ft | 0 | SPIRAL DUCT | 300 | . | . | . | VARCF-304/305 | NO
SPIRAL DUCT | 5 | 1.9 | ft | 0 | SPIRAL DUCT | 300 | . | . | . | VARCF-304/305 | NO
SPIRAL DUCT | 5 | 1.8 | ft | 0 | SPIRAL DUCT | 300 | . | . | . | VARCF-304/305 | NO
SPIRAL DUCT | 5 | 2 | ft | 0 | SPIRAL DUCT | 300 | . | . | . | VARCF-304/305 | NO
SPIRAL DUCT | 5 | 2.2 | ft | 0 | SPIRAL DUCT | 300 | . | . | . | VARCF-304/305 | NO
SPIRAL DUCT | 5 | 1.7 | ft | 0 | SPIRAL DUCT | 300 | . | . | . | VARCF-304/305 | NO
SPIRAL DUCT | 5 | 0.8 | ft | 0 | SPIRAL DUCT | 300 | . | . | . | VARCF-304/305 | NO
SPIRAL DUCT | 5 | 1.4 | ft | 0 | SPIRAL DUCT | 300 | . | . | . | VARCF-304/305 | NO
SPIRAL DUCT | 5 | 1.9 | ft | 0 | SPIRAL DUCT | 300 | . | . | . | VARCF-304/305 | NO
SPIRAL DUCT | 5 | 1.8 | ft | 0 | SPIRAL DUCT | 300 | . | . | . | VARCF-304/305 | NO
SPIRAL DUCT | 5 | 1.9 | ft | 0 | SPIRAL DUCT | 300 | . | . | . | VARCF-304/305 | NO
SPIRAL DUCT | 5 | 1.9 | ft | 0 | SPIRAL DUCT | 300 | . | . | . | VARCF-304/305 | NO
SPIRAL DUCT | 5 | 1.9 | ft | 0 | SPIRAL DUCT | 300 | . | . | . | VARCF-304/305 | NO
SPIRAL DUCT | 5 | 1.5 | ft | 0 | SPIRAL DUCT | 300 | . | . | . | VARCF-304/305 | NO
SPIRAL DUCT | 5 | 1.8 | ft | 0 | SPIRAL DUCT | 300 | . | . | . | VARCF-304/305 | NO
SPIRAL DUCT | 5 | 2 | ft | 0 | SPIRAL DUCT | 300 | . | . | . | VARCF-304/305 | NO
SPIRAL DUCT | 5 | 28.6 | ft | 0 | SPIRAL DUCT | 150 | . | . | . | VC-383-VA-0001 | NO
SPIRAL DUCT | 5 | 0.7 | ft | 0 | SPIRAL DUCT | 100 | . | . | . | VC-383-VA-0001 | NO
SPIRAL DUCT | 5 | 0.7 | ft | 0 | SPIRAL DUCT | 100 | . | . | . | VC-383-VA-0001 | NO
SPIRAL DUCT | 5 | 0.6 | ft | 0 | SPIRAL DUCT | 100 | . | . | . | VC-383-VA-0001 | NO
SPIRAL DUCT | 5 | 0.6 | ft | 0 | SPIRAL DUCT | 100 | . | . | . | VC-383-VA-0001 | NO
SPIRAL DUCT | 5 | 0.6 | ft | 0 | SPIRAL DUCT | 100 | . | . | . | VC-383-VA-0001 | NO
SPIRAL DUCT | 5 | 0.9 | ft | 0 | SPIRAL DUCT | 100 | . | . | . | VC-383-VA-0001 | NO
SPIRAL DUCT | 5 | 0.9 | ft | 0 | SPIRAL DUCT | 100 | . | . | . | VC-383-VA-0001 | NO
SPIRAL DUCT | 5 | 0.9 | ft | 0 | SPIRAL DUCT | 100 | . | . | . | VC-383-VA-0001 | NO
SPIRAL DUCT | 5 | 0.9 | ft | 0 | SPIRAL DUCT | 100 | . | . | . | VC-383-VA-0001 | NO
SPIRAL DUCT | 5 | 0.9 | ft | 0 | SPIRAL DUCT | 100 | . | . | . | VC-383-VA-0001 | NO
SPIRAL DUCT | 5 | 47.1 | ft | 0 | SPIRAL DUCT | 200 | . | . | . | VC-383-VA-0001 | NO
SPIRAL DUCT | 5 | 1.1 | ft | 0 | SPIRAL DUCT | 250 | . | . | . | VARCF-302/304 | NO
SPIRAL DUCT | 5 | 1.1 | ft | 0 | SPIRAL DUCT | 250 | . | . | . | VARCF-302/304 | NO
SPIRAL DUCT | 5 | 1.1 | ft | 0 | SPIRAL DUCT | 250 | . | . | . | VARCF-302/304 | NO
SPIRAL DUCT | 5 | 1.1 | ft | 0 | SPIRAL DUCT | 250 | . | . | . | VARCF-302/304 | NO
SPIRAL DUCT | 5 | 0.7 | ft | 0 | SPIRAL DUCT | 250 | . | . | . | VARCF-302/304 | NO
SPIRAL DUCT | 5 | 0.8 | ft | 0 | SPIRAL DUCT | 250 | . | . | . | VARCF-302/304 | NO
SPIRAL DUCT | 5 | 0.8 | ft | 0 | SPIRAL DUCT | 250 | . | . | . | VARCF-302/304 | NO
SPIRAL DUCT | 5 | 0.6 | ft | 0 | SPIRAL DUCT | 250 | . | . | . | VARCF-302/304 | NO
SPIRAL DUCT | 5 | 0.7 | ft | 0 | SPIRAL DUCT | 250 | . | . | . | VARCF-302/304 | NO
SPIRAL DUCT | 5 | 0.6 | ft | 0 | SPIRAL DUCT | 250 | . | . | . | VARCF-302/304 | NO
SPIRAL DUCT | 5 | 0.6 | ft | 0 | SPIRAL DUCT | 250 | . | . | . | VARCF-302/304 | NO
SPIRAL DUCT | 5 | 0.8 | ft | 0 | SPIRAL DUCT | 250 | . | . | . | VARCF-302/304 | NO
SPIRAL DUCT | 5 | 6.8 | ft | 0 | SPIRAL DUCT | 300 | . | . | . | VARCF-304 | NO
SPIRAL DUCT | 5 | 6.7 | ft | 0 | SPIRAL DUCT | 300 | . | . | . | VARCF-302 | NO
SPIRAL DUCT | 5 | 6.8 | ft | 0 | SPIRAL DUCT | 300 | . | . | . | VARCF-304 | NO
SPIRAL DUCT | 5 | 3.2 | ft | 0 | SPIRAL DUCT | 300 | . | . | . | VARCF-302 | NO
SPIRAL DUCT | 5 | 6.9 | ft | 0 | SPIRAL DUCT | 300 | . | . | . | VARCF-304 | NO
SPIRAL DUCT | 5 | 3.2 | ft | 0 | SPIRAL DUCT | 300 | . | . | . | VARCF-302 | NO
SPIRAL DUCT | 7 | 2.2 | ft | 0 | SPIRAL DUCT | 200 | . | . | LOW PRESSURE | VARCF-302/304 | NO
SPIRAL DUCT | 7 | 2.2 | ft | 0 | SPIRAL DUCT | 200 | . | . | LOW PRESSURE | VARCF-302/304 | NO
SPIRAL DUCT | 7 | 2.2 | ft | 0 | SPIRAL DUCT | 200 | . | . | LOW PRESSURE | VARCF-302/304 | NO
SPIRAL DUCT | 7 | 2.3 | ft | 0 | SPIRAL DUCT | 200 | . | . | LOW PRESSURE | VARCF-302/304 | NO
SPIRAL DUCT | 7 | 2 | ft | 0 | SPIRAL DUCT | 250 | . | . | . | VARCF-302 | NO
SPIRAL DUCT | 7 | 1.8 | ft | 0 | SPIRAL DUCT | 200 | . | . | . | VARCF-302/304 | NO
SPIRAL DUCT | 7 | 1.6 | ft | 0 | SPIRAL DUCT | 200 | . | . | . | VARCF-302/304 | NO
SPIRAL DUCT | 7 | 1.7 | ft | 0 | SPIRAL DUCT | 200 | . | . | . | VARCF-302/304 | NO
SPIRAL DUCT | 7 | 1.4 | ft | 0 | SPIRAL DUCT | 200 | . | . | . | VARCF-302/304 | NO
SPIRAL DUCT | 7 | 7.9 | ft | 0 | SPIRAL DUCT | 200 | . | . | . | VARCF-302/304 | NO
SPIRAL DUCT | 7 | 1.4 | ft | 0 | SPIRAL DUCT | 200 | . | . | . | VARCF-302/304 | NO
SPIRAL DUCT | 7 | 1.3 | ft | 0 | SPIRAL DUCT | 200 | . | . | . | VARCF-302/304 | NO
SPIRAL DUCT | 7 | 5.7 | ft | 0 | SPIRAL DUCT | 200 | . | . | . | VARCF-302/304 | NO
SPIRAL DUCT | 7 | 1.2 | ft | 0 | SPIRAL DUCT | 200 | . | . | . | VARCF-302/304 | NO
SPIRAL DUCT | 7 | 7.1 | ft | 0 | SPIRAL DUCT | 200 | . | . | . | VARCF-302/304 | NO
SPIRAL DUCT | 7 | 7 | ft | 0 | SPIRAL DUCT | 200 | . | . | . | VARCF-302/304 | NO
SPIRAL DUCT | 7 | 1.2 | ft | 0 | SPIRAL DUCT | 200 | . | . | . | VARCF-302/304 | NO
SPIRAL DUCT | 7 | 7 | ft | 0 | SPIRAL DUCT | 200 | . | . | . | VARCF-302/304 | NO
SPIRAL DUCT | 7 | 1 | ft | 0 | SPIRAL DUCT | 200 | . | . | . | VARCF-302/304 | NO
SPIRAL DUCT | 7 | 7.2 | ft | 0 | SPIRAL DUCT | 200 | . | . | . | VARCF-302/304 | NO
SPIRAL DUCT | 7 | 1.2 | ft | 0 | SPIRAL DUCT | 200 | . | . | . | VARCF-302/304 | NO
SPIRAL DUCT | 7 | 1.5 | ft | 0 | SPIRAL DUCT | 200 | . | . | . | VARCF-302/304 | NO
SPIRAL DUCT | 7 | 5.3 | ft | 0 | SPIRAL DUCT | 200 | . | . | . | VARCF-302/304 | NO
SPIRAL DUCT | 7 | 3.5 | ft | 0 | SPIRAL DUCT | 200 | . | . | . | VARCF-302/304 | NO
SPIRAL DUCT | 7 | 1.4 | ft | 0 | SPIRAL DUCT | 200 | . | . | . | VARCF-302/304 | NO
SPIRAL DUCT | 7 | 1.5 | ft | 0 | SPIRAL DUCT | 200 | . | . | . | VARCF-302/304 | NO
SPIRAL DUCT | 7 | 0.6 | ft | 0 | SPIRAL DUCT | 200 | . | . | . | VARCF-302/304 | NO
SPIRAL DUCT | 7 | 0.7 | ft | 0 | SPIRAL DUCT | 200 | . | . | . | VARCF-302/304 | NO
SPIRAL DUCT | 7 | 9.5 | ft | 0 | SPIRAL DUCT | 200 | . | . | . | VARCF-302/304 | NO
SPIRAL DUCT | 7 | 9.4 | ft | 0 | SPIRAL DUCT | 200 | . | . | . | VARCF-302/304 | NO
SPIRAL DUCT | 7 | 7.4 | ft | 0 | SPIRAL DUCT | 250 | . | . | . | VARCF-302/304 | NO
SPIRAL DUCT | 7 | 0.5 | ft | 0 | SPIRAL DUCT | 250 | . | . | . | VARCF-302/304 | NO
SPIRAL DUCT | 7 | 1.3 | ft | 0 | SPIRAL DUCT | 250 | . | . | . | VARCF-302/304 | NO
SPIRAL DUCT | 7 | 2.1 | ft | 0 | SPIRAL DUCT | 200 | . | . | . | VARCF-302/304 | NO
SPIRAL DUCT | 7 | 2.8 | ft | 0 | SPIRAL DUCT | 200 | . | . | . | VARCF-302/304 | NO
SPIRAL DUCT | 7 | 0.5 | ft | 0 | SPIRAL DUCT | 200 | . | . | . | VARCF-302/304 | NO
SPIRAL DUCT | 7 | 0.6 | ft | 0 | SPIRAL DUCT | 200 | . | . | . | VARCF-302/304 | NO
SPIRAL DUCT | 7 | 0.7 | ft | 0 | SPIRAL DUCT | 150 | w/ 1” ACOUSTICAL LINING | . | . | TRANSFER DUCT | NO
SPIRAL DUCT | 7 | 2.5 | ft | 0 | SPIRAL DUCT | 150 | w/ 1” ACOUSTICAL LINING | . | . | TRANSFER DUCT | NO
SPIRAL DUCT | 5 | 7.2 | ft | 0 | SPIRAL DUCT | 250 | . | . | . | VARCF-304/305 | NO
SPIRAL DUCT | 6 | 1.5 | ft | 0 | SPIRAL DUCT | 250 | . | . | . | VARCF-302/304 | NO
SPIRAL DUCT | 6 | 1.4 | ft | 0 | SPIRAL DUCT | 250 | . | . | . | VARCF-302/304 | NO
SPIRAL DUCT | 6 | 1.4 | ft | 0 | SPIRAL DUCT | 250 | . | . | . | VARCF-302/304 | NO
SPIRAL DUCT | 6 | 1.4 | ft | 0 | SPIRAL DUCT | 250 | . | . | . | VARCF-302/304 | NO
SPIRAL DUCT | 6 | 1.1 | ft | 0 | SPIRAL DUCT | 250 | . | . | . | VARCF-302/304 | NO
SPIRAL DUCT | 6 | 1.1 | ft | 0 | SPIRAL DUCT | 250 | . | . | . | VARCF-302/304 | NO
SPIRAL DUCT | 6 | 1.1 | ft | 0 | SPIRAL DUCT | 250 | . | . | . | VARCF-302/304 | NO
SPIRAL DUCT | 6 | 1.1 | ft | 0 | SPIRAL DUCT | 250 | . | . | . | VARCF-302/304 | NO
SPIRAL DUCT | 6 | 1.1 | ft | 0 | SPIRAL DUCT | 250 | . | . | . | VARCF-302/304 | NO
SPIRAL DUCT | 6 | 1.1 | ft | 0 | SPIRAL DUCT | 250 | . | . | . | VARCF-302/304 | NO
SPIRAL DUCT | 6 | 1.1 | ft | 0 | SPIRAL DUCT | 400 | . | . | . | VARCF-304 | NO
SPIRAL DUCT | 6 | 5.1 | ft | 0 | SPIRAL DUCT | 400 | . | . | . | VARCF-302 | NO
SPIRAL DUCT | 6 | 1.7 | ft | 0 | SPIRAL DUCT | 250 | . | . | . | VARCF-302/304 | NO
SPIRAL DUCT | 6 | 1.7 | ft | 0 | SPIRAL DUCT | 250 | . | . | . | VARCF-302/304 | NO
SPIRAL DUCT | 6 | 1.7 | ft | 0 | SPIRAL DUCT | 250 | . | . | . | VARCF-302/304 | NO
SPIRAL DUCT | 6 | 1.7 | ft | 0 | SPIRAL DUCT | 250 | . | . | . | VARCF-302/304 | NO
SPIRAL DUCT | 6 | 0.8 | ft | 0 | SPIRAL DUCT | 250 | . | . | . | VARCF-302/304 | NO
SPIRAL DUCT | 6 | 0.8 | ft | 0 | SPIRAL DUCT | 250 | . | . | . | VARCF-302/304 | NO
SPIRAL DUCT | 6 | 1.4 | ft | 0 | SPIRAL DUCT | 250 | . | . | . | VARCF-302/304 | NO
SPIRAL DUCT | 6 | 1.4 | ft | 0 | SPIRAL DUCT | 250 | . | . | . | VARCF-302/304 | NO
SPIRAL DUCT | 6 | 1.4 | ft | 0 | SPIRAL DUCT | 250 | . | . | . | VARCF-302/304 | NO
SPIRAL DUCT | 6 | 1.4 | ft | 0 | SPIRAL DUCT | 250 | . | . | . | VARCF-302/304 | NO
SPIRAL DUCT | 6 | 2.3 | ft | 0 | SPIRAL DUCT | 250 | . | . | . | VARCF-302/304 | NO
SPIRAL DUCT | 6 | 2.3 | ft | 0 | SPIRAL DUCT | 250 | . | . | . | VARCF-302/304 | NO
SPIRAL DUCT | 6 | 2.3 | ft | 0 | SPIRAL DUCT | 250 | . | . | . | VARCF-302/304 | NO
SPIRAL DUCT | 6 | 2.3 | ft | 0 | SPIRAL DUCT | 250 | . | . | . | VARCF-302/304 | NO
SPIRAL DUCT | 6 | 2.3 | ft | 0 | SPIRAL DUCT | 250 | . | . | . | VARCF-302/304 | NO
SPIRAL DUCT | 6 | 2.3 | ft | 0 | SPIRAL DUCT | 250 | . | . | . | VARCF-302/304 | NO
SPIRAL DUCT | 6 | 2.3 | ft | 0 | SPIRAL DUCT | 250 | . | . | . | VARCF-302/304 | NO
SPIRAL DUCT | 6 | 2.3 | ft | 0 | SPIRAL DUCT | 250 | . | . | . | VARCF-302/304 | NO
SPIRAL DUCT | 6 | 2.3 | ft | 0 | SPIRAL DUCT | 250 | . | . | . | VARCF-302/304 | NO
SPIRAL DUCT | 6 | 2.3 | ft | 0 | SPIRAL DUCT | 250 | . | . | . | VARCF-302/304 | NO
SPIRAL DUCT | 6 | 2.3 | ft | 0 | SPIRAL DUCT | 250 | . | . | . | VARCF-302/304 | NO
SPIRAL DUCT | 6 | 2.3 | ft | 0 | SPIRAL DUCT | 250 | . | . | . | VARCF-302/304 | NO
SPIRAL DUCT | 6 | 1.2 | ft | 0 | SPIRAL DUCT | 300 | . | . | . | VARCF-302/304 | NO
SPIRAL DUCT | 6 | 0.6 | ft | 0 | SPIRAL DUCT | 300 | . | . | . | VARCF-302/304 | NO
SPIRAL DUCT | 6 | 5.1 | ft | 0 | SPIRAL DUCT | 300 | . | . | . | VARCF-302/304 | NO
SPIRAL DUCT | 6 | 0.7 | ft | 0 | SPIRAL DUCT | 300 | . | . | . | VARCF-302/304 | NO
SPIRAL DUCT | 6 | 0.7 | ft | 0 | SPIRAL DUCT | 300 | . | . | . | VARCF-302/304 | NO
SPIRAL DUCT | 6 | 0.7 | ft | 0 | SPIRAL DUCT | 300 | . | . | . | VARCF-302/304 | NO
SPIRAL DUCT | 6 | 0.7 | ft | 0 | SPIRAL DUCT | 300 | . | . | . | VARCF-302/304 | NO
SPIRAL DUCT | 6 | 0.6 | ft | 0 | SPIRAL DUCT | 300 | . | . | . | VARCF-302/304 | NO
SPIRAL DUCT | 6 | 0.6 | ft | 0 | SPIRAL DUCT | 300 | . | . | . | VARCF-302/304 | NO
SPIRAL DUCT | 6 | 3 | ft | 0 | SPIRAL DUCT | 300 | . | . | . | VARCF-302/304 | NO
SPIRAL DUCT | 6 | 4.3 | ft | 0 | SPIRAL DUCT | 300 | . | . | . | VARCF-302/304 | NO
SPIRAL DUCT | 6 | 4.4 | ft | 0 | SPIRAL DUCT | 300 | . | . | . | VARCF-302/304 | NO
SPIRAL DUCT | 6 | 3.8 | ft | 0 | SPIRAL DUCT | 300 | . | . | . | VARCF-302/304 | NO
SPIRAL DUCT | 6 | 3.9 | ft | 0 | SPIRAL DUCT | 300 | . | . | . | VARCF-302/304 | NO
SPIRAL DUCT | 6 | 3.5 | ft | 0 | SPIRAL DUCT | 300 | . | . | . | VARCF-302/304 | NO
SPIRAL DUCT | 6 | 2.8 | ft | 0 | SPIRAL DUCT | 350 | . | . | . | VARCF-304 | NO
SPIRAL DUCT | 6 | 2.7 | ft | 0 | SPIRAL DUCT | 350 | . | . | . | VARCF-302 | NO
SPIRAL DUCT | 6 | 2.7 | ft | 0 | SPIRAL DUCT | 350 | . | . | . | VARCF-304 | NO
SPIRAL DUCT | 6 | 2.8 | ft | 0 | SPIRAL DUCT | 350 | . | . | . | VARCF-302 | NO
SPIRAL DUCT | 5 | 0.9 | ft | 0 | SPIRAL DUCT | 200 | . | . | . | VFC-348 | NO
SPIRAL DUCT | 5 | 0.8 | ft | 0 | SPIRAL DUCT | 200 | . | . | . | VFC-348 | NO
SPIRAL DUCT | 5 | 1.7 | ft | 0 | SPIRAL DUCT | 200 | . | . | . | VFC-348 | NO
SPIRAL DUCT | 5 | 1.6 | ft | 0 | SPIRAL DUCT | 200 | . | . | . | VFC-348 | NO
SPIRAL DUCT | 5 | 1.7 | ft | 0 | SPIRAL DUCT | 200 | . | . | . | VFC-348 | NO
SPIRAL DUCT | 5 | 1.7 | ft | 0 | SPIRAL DUCT | 200 | . | . | . | VFC-348 | NO
SPIRAL DUCT | 5 | 3.2 | ft | 0 | SPIRAL DUCT | 200 | . | . | . | VFC-348 | NO
SPIRAL DUCT | 5 | 1.2 | ft | 0 | SPIRAL DUCT | 150 | . | . | . | VFC-348 | NO
SPIRAL DUCT | 5 | 2.1 | ft | 0 | SPIRAL DUCT | 150 | . | . | . | VARCF-304 | NO
SPIRAL DUCT | 5 | 2.2 | ft | 0 | SPIRAL DUCT | 150 | . | . | . | VARCF-302 | NO
SPIRAL DUCT | 5 | 3.1 | ft | 0 | SPIRAL DUCT | 200 | . | . | . | VARCF-302/304 | NO
SPIRAL DUCT | 5 | 1 | ft | 0 | SPIRAL DUCT | 200 | . | . | . | VARCF-302/304 | NO
SPIRAL DUCT | 5 | 1 | ft | 0 | SPIRAL DUCT | 200 | . | . | . | VARCF-302/304 | NO
SPIRAL DUCT | 5 | 4.6 | ft | 0 | SPIRAL DUCT | 250 | . | . | . | VARCF-304/305 | NO
SPIRAL DUCT | 5 | 3.6 | ft | 0 | SPIRAL DUCT | 250 | . | . | . | VARCF-304/305 | NO
SPIRAL DUCT | 5 | 4.4 | ft | 0 | SPIRAL DUCT | 250 | . | . | . | VARCF-304/305 | NO
SPIRAL DUCT | 5 | 4.4 | ft | 0 | SPIRAL DUCT | 250 | . | . | . | VARCF-304/305 | NO
SPIRAL DUCT | 5 | 4.5 | ft | 0 | SPIRAL DUCT | 250 | . | . | . | VARCF-304/305 | NO
SPIRAL DUCT | 5 | 1.3 | ft | 0 | SPIRAL DUCT | 250 | . | . | . | VARCF-304/305 | NO
SPIRAL DUCT | 5 | 1.5 | ft | 0 | SPIRAL DUCT | 250 | . | . | . | VARCF-304/305 | NO
SPIRAL DUCT | 5 | 1 | ft | 0 | SPIRAL DUCT | 250 | . | . | . | VARCF-304/305 | NO
SPIRAL DUCT | 5 | 4.4 | ft | 0 | SPIRAL DUCT | 250 | . | . | . | VARCF-304/305 | NO
SPIRAL DUCT | 5 | 1.3 | ft | 0 | SPIRAL DUCT | 250 | . | . | . | VARCF-304/305 | NO
SPIRAL DUCT | 21 | 4.6 | ft | 0 | SPIRAL DUCT | 200 | . | . | . | VARCF-304/305 | NO
SPIRAL DUCT | 21 | 3.9 | ft | 0 | SPIRAL DUCT | 150 | . | . | . | VARCF-304/305 | NO
SPIRAL DUCT | 21 | 4.6 | ft | 0 | SPIRAL DUCT | 200 | . | . | . | VARCF-304/305 | NO
SPIRAL DUCT | 21 | 1.3 | ft | 0 | SPIRAL DUCT | 150 | . | . | . | VARCF-305 | NO
SPIRAL DUCT | 21 | 3.3 | ft | 0 | SPIRAL DUCT | 150 | . | . | . | VARCF-304 | NO
SPIRAL DUCT | 21 | 5.1 | ft | 0 | SPIRAL DUCT | 150 | . | . | . | VARCF-304 | NO
SPIRAL DUCT | 21 | 1.1 | ft | 0 | SPIRAL DUCT | 150 | . | . | . | VARCF-305 | NO
SPIRAL DUCT | 21 | 2.7 | ft | 0 | SPIRAL DUCT | 150 | . | . | . | VARCF-304 | NO
SPIRAL DUCT | 21 | 2.5 | ft | 0 | SPIRAL DUCT | 150 | . | . | . | VARCF-305 | NO
SPIRAL DUCT | 21 | 2.7 | ft | 0 | SPIRAL DUCT | 150 | . | . | . | VARCF-304 | NO
SPIRAL DUCT | 21 | 2.6 | ft | 0 | SPIRAL DUCT | 150 | . | . | . | VARCF-304 | NO
SPIRAL DUCT | 21 | 3 | ft | 0 | SPIRAL DUCT | 150 | . | . | . | VARCF-305 | NO
SPIRAL DUCT | 21 | 4.5 | ft | 0 | SPIRAL DUCT | 150 | . | . | . | VARCF-304/305 | NO
SPIRAL DUCT | 21 | 17.7 | ft | 0 | SPIRAL DUCT | 250 | . | . | . | VARCF-305 | NO
SPIRAL DUCT | 21 | 3.5 | ft | 0 | SPIRAL DUCT | 250 | . | . | . | VARCF-305 | NO
SPIRAL DUCT | 21 | 4.6 | ft | 0 | SPIRAL DUCT | 150 | . | . | . | VARCF-305 | NO
SPIRAL DUCT | 21 | 5.4 | ft | 0 | SPIRAL DUCT | 150 | . | . | . | VARCF-304 | NO
SPIRAL DUCT | 21 | 3.8 | ft | 0 | SPIRAL DUCT | 150 | . | . | . | VARCF-305 | NO
SPIRAL DUCT | 21 | 4.1 | ft | 0 | SPIRAL DUCT | 150 | . | . | . | VARCF-304 | NO
SPIRAL DUCT | 21 | 0.8 | ft | 0 | SPIRAL DUCT | 200 | . | . | . | VARCF-304/305 | NO
SPIRAL DUCT | 21 | 5.4 | ft | 0 | SPIRAL DUCT | 150 | . | . | . | VARCF-304/305 | NO
SPIRAL DUCT | 21 | 4.6 | ft | 0 | SPIRAL DUCT | 150 | . | . | . | VARCF-305 | NO
SPIRAL DUCT | 21 | 7.3 | ft | 0 | SPIRAL DUCT | 150 | . | . | . | VARCF-304 | NO
SPIRAL DUCT | 21 | 6.5 | ft | 0 | SPIRAL DUCT | 200 | . | . | . | VARCF-304/305 | NO
SPIRAL DUCT | 21 | 2.6 | ft | 0 | SPIRAL DUCT | 150 | . | . | . | VARCF-304 | NO
SPIRAL DUCT | 21 | 5.3 | ft | 0 | SPIRAL DUCT | 150 | . | . | . | VARCF-305 | NO
SPIRAL DUCT | 21 | 13.5 | ft | 0 | SPIRAL DUCT | 250 | . | . | . | VARCF-304 | NO
SPIRAL DUCT | 21 | 1 | ft | 0 | SPIRAL DUCT | 250 | . | . | . | VARCF-304/305 | NO
SPIRAL DUCT | 21 | 2 | ft | 0 | SPIRAL DUCT | 250 | . | . | . | VARCF-304/305 | NO
SPIRAL DUCT | 21 | 0.9 | ft | 0 | SPIRAL DUCT | 250 | . | . | . | VARCF-305 | NO
SPIRAL DUCT | 21 | 0.9 | ft | 0 | SPIRAL DUCT | 250 | . | . | . | VARCF-304 | NO
SPIRAL DUCT | 21 | 1.5 | ft | 0 | SPIRAL DUCT | 200 | . | . | . | VARCF-304/305 | NO
SPIRAL DUCT | 21 | 2.8 | ft | 0 | SPIRAL DUCT | 200 | . | . | . | VARCF-304/305 | NO
SPIRAL DUCT | 21 | 5.6 | ft | 0 | SPIRAL DUCT | 200 | . | . | . | VARCF-304/305 | NO
SPIRAL DUCT | 21 | 8.7 | ft | 0 | SPIRAL DUCT | 200 | . | . | . | VARCF-304/305 | NO
SPIRAL DUCT | 21 | 2.9 | ft | 0 | SPIRAL DUCT | 150 | . | . | . | VARCF-304/305 | NO
SPIRAL DUCT | 21 | 8.6 | ft | 0 | SPIRAL DUCT | 200 | . | . | . | VARCF-305 | NO
SPIRAL DUCT | 21 | 2.4 | ft | 0 | SPIRAL DUCT | 200 | . | . | . | VARCF-304 | NO
SPIRAL DUCT | 21 | 1.2 | ft | 0 | SPIRAL DUCT | 200 | . | . | . | VARCF-304/305 | NO
SPIRAL DUCT | 21 | 5.6 | ft | 0 | SPIRAL DUCT | 200 | . | . | . | VARCF-304/305 | NO
SPIRAL DUCT | 21 | 2.5 | ft | 0 | SPIRAL DUCT | 200 | . | . | . | VARCF-304/305 | NO
SPIRAL DUCT | 21 | 2.6 | ft | 0 | SPIRAL DUCT | 200 | . | . | . | VARCF-304/305 | NO
SPIRAL DUCT | 21 | 0.6 | ft | 0 | SPIRAL DUCT | 200 | . | . | . | VARCF-305 | NO
SPIRAL DUCT | 21 | 0.8 | ft | 0 | SPIRAL DUCT | 200 | . | . | . | VARCF-304 | NO
SPIRAL DUCT | 21 | 5.2 | ft | 0 | SPIRAL DUCT | 150 | . | . | . | VARCF-305 | NO
SPIRAL DUCT | 21 | 5.3 | ft | 0 | SPIRAL DUCT | 150 | . | . | . | VARCF-304/305 | NO
SPIRAL DUCT | 21 | 5.2 | ft | 0 | SPIRAL DUCT | 150 | . | . | . | VARCF-305 | NO
SPIRAL DUCT | 21 | 4.9 | ft | 0 | SPIRAL DUCT | 150 | . | . | . | VARCF-304 | NO
SPIRAL DUCT | 21 | 4.2 | ft | 0 | SPIRAL DUCT | 200 | . | . | . | VARCF-304/305 | NO
SPIRAL DUCT | 21 | 3 | ft | 0 | SPIRAL DUCT | 250 | . | . | . | VARCF-304/305 | NO
SPIRAL DUCT | 21 | 3.2 | ft | 0 | SPIRAL DUCT | 250 | . | . | . | VARCF-304/305 | NO
SPIRAL DUCT | 21 | 2.5 | ft | 0 | SPIRAL DUCT | 200 | . | STAINLESS STEEL | . | VE-314-VE-0001 | NO
SPIRAL DUCT | 21 | 3.3 | ft | 0 | SPIRAL DUCT | 300 | . | . | . | VARCF-304/305 | NO
SPIRAL DUCT | 21 | 3.5 | ft | 0 | SPIRAL DUCT | 200 | . | . | . | VARCF-304 | NO
SPIRAL DUCT | 21 | 4.6 | ft | 0 | SPIRAL DUCT | 200 | . | . | . | VARCF-305 | NO
SPIRAL DUCT | 21 | 3.4 | ft | 0 | SPIRAL DUCT | 200 | . | . | . | VARCF-304 | NO
SPIRAL DUCT | 21 | 2.6 | ft | 0 | SPIRAL DUCT | 200 | . | . | . | VARCF-305 | NO
SPIRAL DUCT | 21 | 3.9 | ft | 0 | SPIRAL DUCT | 200 | . | . | . | VARCF-304 | NO
SPIRAL DUCT | 21 | 4.3 | ft | 0 | SPIRAL DUCT | 200 | . | . | . | VARCF-305 | NO
SPIRAL DUCT | 21 | 0.6 | ft | 0 | SPIRAL DUCT | 300 | . | . | . | VARCF-304/305 | NO
SPIRAL DUCT | 21 | 2.8 | ft | 0 | SPIRAL DUCT | 150 | . | . | . | VARCF-304 | NO
SPIRAL DUCT | 21 | 0.7 | ft | 0 | SPIRAL DUCT | 150 | . | . | . | VARCF-305 | NO
SPIRAL DUCT | 21 | 3.3 | ft | 0 | SPIRAL DUCT | 150 | . | . | . | VARCF-304/305 | NO
SPIRAL DUCT | 21 | 3.3 | ft | 0 | SPIRAL DUCT | 150 | . | . | . | VARCF-304/305 | NO
SPIRAL DUCT | 21 | 3.2 | ft | 0 | SPIRAL DUCT | 150 | . | . | . | VARCF-304/305 | NO
SPIRAL DUCT | 21 | 2.9 | ft | 0 | SPIRAL DUCT | 150 | . | . | . | VARCF-304/305 | NO
SPIRAL DUCT | 21 | 4.5 | ft | 0 | SPIRAL DUCT | 150 | . | . | . | VARCF-305 | NO
SPIRAL DUCT | 21 | 12.8 | ft | 0 | SPIRAL DUCT | 150 | . | . | . | VARCF-304 | NO
SPIRAL DUCT | 21 | 1.9 | ft | 0 | SPIRAL DUCT | 150 | . | . | . | VARCF-304/305 | NO
SPIRAL DUCT | 21 | 2.2 | ft | 0 | SPIRAL DUCT | 150 | . | . | . | VARCF-304 | NO
SPIRAL DUCT | 21 | 0.5 | ft | 0 | SPIRAL DUCT | 150 | . | . | . | VARCF-305 | NO
SPIRAL DUCT | 21 | 2.5 | ft | 0 | SPIRAL DUCT | 200 | . | . | . | VARCF-304 | NO
SPIRAL DUCT | 21 | 4 | ft | 0 | SPIRAL DUCT | 200 | . | . | . | VARCF-305 | NO
SPIRAL DUCT | 21 | 2.5 | ft | 0 | SPIRAL DUCT | 150 | . | . | . | VARCF-305 | NO
SPIRAL DUCT | 21 | 4.8 | ft | 0 | SPIRAL DUCT | 150 | . | . | . | VARCF-304 | NO
SPIRAL DUCT | 21 | 3.5 | ft | 0 | SPIRAL DUCT | 150 | . | . | . | VARCF-305 | NO
SPIRAL DUCT | 21 | 1.3 | ft | 0 | SPIRAL DUCT | 150 | . | . | . | VARCF-304/305 | NO
SPIRAL DUCT | 21 | 0.9 | ft | 0 | SPIRAL DUCT | 150 | . | . | . | VARCF-304 | NO
SPIRAL DUCT | 21 | 5.9 | ft | 0 | SPIRAL DUCT | 150 | . | . | . | VARCF-305 | NO
SPIRAL DUCT | 21 | 1.6 | ft | 0 | SPIRAL DUCT | 200 | . | . | . | VARCF-304/305 | NO
SPIRAL DUCT | 21 | 3.1 | ft | 0 | SPIRAL DUCT | 300 | . | . | . | VARCF-304 | NO
SPIRAL DUCT | 21 | 1.2 | ft | 0 | SPIRAL DUCT | 150 | . | . | . | VARCF-305 | NO
SPIRAL DUCT | 21 | 1.1 | ft | 0 | SPIRAL DUCT | 150 | . | . | . | VARCF-304/305 | NO
SPIRAL DUCT | 21 | 4.8 | ft | 0 | SPIRAL DUCT | 150 | . | . | . | VARCF-304 | NO
SPIRAL DUCT | 21 | 3.7 | ft | 0 | SPIRAL DUCT | 150 | . | . | . | VARCF-305 | NO
SPIRAL DUCT | 21 | 1.3 | ft | 0 | SPIRAL DUCT | 150 | . | . | . | VARCF-304/305 | NO
SPIRAL DUCT | 21 | 4.4 | ft | 0 | SPIRAL DUCT | 150 | . | . | . | VARCF-304 | NO
SPIRAL DUCT | 21 | 3.6 | ft | 0 | SPIRAL DUCT | 150 | . | . | . | VARCF-305 | NO
SPIRAL DUCT | 21 | 1.1 | ft | 0 | SPIRAL DUCT | 150 | . | . | . | VARCF-304/305 | NO
SPIRAL DUCT | 21 | 4.7 | ft | 0 | SPIRAL DUCT | 150 | . | . | . | VARCF-304 | NO
SPIRAL DUCT | 21 | 3.6 | ft | 0 | SPIRAL DUCT | 150 | . | . | . | VARCF-305 | NO
SPIRAL DUCT | 21 | 1.2 | ft | 0 | SPIRAL DUCT | 150 | . | . | . | VARCF-304/305 | NO
SPIRAL DUCT | 21 | 4.4 | ft | 0 | SPIRAL DUCT | 150 | . | . | . | VARCF-304 | NO
SPIRAL DUCT | 21 | 3.5 | ft | 0 | SPIRAL DUCT | 150 | . | . | . | VARCF-305 | NO
SPIRAL DUCT | 21 | 1.3 | ft | 0 | SPIRAL DUCT | 150 | . | . | . | VARCF-304/305 | NO
SPIRAL DUCT | 21 | 4.6 | ft | 0 | SPIRAL DUCT | 300 | . | . | . | VARCF-304 | NO
SPIRAL DUCT | 21 | 4.2 | ft | 0 | SPIRAL DUCT | 150 | . | . | . | VARCF-305 | NO
SPIRAL DUCT | 21 | 1.3 | ft | 0 | SPIRAL DUCT | 150 | . | . | . | VARCF-304/305 | NO
SPIRAL DUCT | 21 | 11.4 | ft | 0 | SPIRAL DUCT | 200 | . | . | . | VARCF-305 | NO
SPIRAL DUCT | 21 | 12.4 | ft | 0 | SPIRAL DUCT | 200 | . | . | . | VARCF-304 | NO
SPIRAL DUCT | 21 | 4.5 | ft | 0 | SPIRAL DUCT | 200 | . | . | . | VARCF-304/305 | NO
SPIRAL DUCT | 21 | 3.7 | ft | 0 | SPIRAL DUCT | 200 | . | . | . | VARCF-304/305 | NO
SPIRAL DUCT | 21 | 2.6 | ft | 0 | SPIRAL DUCT | 250 | . | . | . | VARCF-305 | NO
SPIRAL DUCT | 21 | 0.8 | ft | 0 | SPIRAL DUCT | 250 | . | . | . | VARCF-304 | NO
SPIRAL DUCT | 21 | 5.1 | ft | 0 | SPIRAL DUCT | 200 | . | . | . | VARCF-304/305 | NO
SPIRAL DUCT | 21 | 4 | ft | 0 | SPIRAL DUCT | 200 | . | . | . | VARCF-304/305 | NO
SPIRAL DUCT | 21 | 2.8 | ft | 0 | SPIRAL DUCT | 200 | . | . | . | VARCF-304/305 | NO
SPIRAL DUCT | 21 | 2.8 | ft | 0 | SPIRAL DUCT | 200 | . | . | . | VARCF-304/305 | NO
SPIRAL DUCT | 21 | 4.5 | ft | 0 | SPIRAL DUCT | 150 | . | . | . | VARCF-305 | NO
SPIRAL DUCT | 21 | 5.7 | ft | 0 | SPIRAL DUCT | 150 | . | . | . | VARCF-304 | NO
SPIRAL DUCT | 21 | 6.5 | ft | 0 | SPIRAL DUCT | 150 | . | . | . | VARCF-304/305 | NO
SPIRAL DUCT | 21 | 1.4 | ft | 0 | SPIRAL DUCT | 200 | . | . | . | VARCF-304/305 | NO
SPIRAL DUCT | 21 | 0.7 | ft | 0 | SPIRAL DUCT | 300 | . | . | . | VFC-341 | NO
SPIRAL DUCT | 21 | 0.8 | ft | 0 | SPIRAL DUCT | 300 | . | . | . | VFC-341 | NO
SPIRAL DUCT | 21 | 0.7 | ft | 0 | SPIRAL DUCT | 300 | . | . | . | VFC-341 | NO
SPIRAL DUCT | 21 | 0.7 | ft | 0 | SPIRAL DUCT | 300 | . | . | . | VFC-341 | NO
SPIRAL DUCT | 21 | 0.7 | ft | 0 | SPIRAL DUCT | 300 | . | . | . | VFC-341 | NO
SPIRAL DUCT | 21 | 0.5 | ft | 0 | SPIRAL DUCT | 300 | . | . | . | VFC-341 | NO
SPIRAL DUCT | 21 | 0.6 | ft | 0 | SPIRAL DUCT | 300 | . | . | . | VFC-341 | NO
SPIRAL DUCT | 21 | 0.7 | ft | 0 | SPIRAL DUCT | 300 | . | . | . | VFC-341 | NO
SPIRAL DUCT | 21 | 3.7 | ft | 0 | SPIRAL DUCT | 300 | . | . | . | VFC-341 | NO
SPIRAL DUCT | 21 | 0.5 | ft | 0 | SPIRAL DUCT | 300 | . | . | . | VFC-341 | NO
SPIRAL DUCT | 21 | 5.5 | ft | 0 | SPIRAL DUCT | 150 | . | . | . | VARCF-304/305 | NO
SPIRAL DUCT | 21 | 11.2 | ft | 0 | SPIRAL DUCT | 150 | . | . | . | VARCF-302 | NO
SPIRAL DUCT | 21 | 5.4 | ft | 0 | SPIRAL DUCT | 150 | . | . | . | VARCF-304 | NO
SPIRAL DUCT | 21 | 2 | ft | 0 | SPIRAL DUCT | 200 | . | . | . | VARCF-302 | NO
SPIRAL DUCT | 21 | 4.2 | ft | 0 | SPIRAL DUCT | 200 | . | . | . | VARCF-304 | NO
SPIRAL DUCT | 21 | 0.5 | ft | 0 | SPIRAL DUCT | 200 | . | . | . | VARCF-302/304 | NO
SPIRAL DUCT | 21 | 2.4 | ft | 0 | SPIRAL DUCT | 200 | . | . | . | VARCF-302/304 | NO
SPIRAL DUCT | 21 | 5.3 | ft | 0 | SPIRAL DUCT | 150 | . | . | . | VARCF-302/304 | NO
SPIRAL DUCT | 21 | 2.4 | ft | 0 | SPIRAL DUCT | 250 | . | STAINLESS STEEL | . | VARC-310-VA-0001 | NO
SPIRAL DUCT | 21 | 2.3 | ft | 0 | SPIRAL DUCT | 250 | . | STAINLESS STEEL | . | VARC-310-VA-0001 | NO
SPIRAL DUCT | 21 | 2.7 | ft | 0 | SPIRAL DUCT | 250 | . | STAINLESS STEEL | . | VARC-310-VA-0001 | NO
SPIRAL DUCT | 21 | 2.7 | ft | 0 | SPIRAL DUCT | 250 | . | STAINLESS STEEL | . | VARC-310-VA-0001 | NO
SPIRAL DUCT | 21 | 4.3 | ft | 0 | SPIRAL DUCT | 250 | . | STAINLESS STEEL | . | VARC-310-VA-0001 | NO
SPIRAL DUCT | 21 | 4.5 | ft | 0 | SPIRAL DUCT | 250 | . | STAINLESS STEEL | . | VARC-310-VA-0001 | NO
SPIRAL DUCT | 21 | 2.7 | ft | 0 | SPIRAL DUCT | 250 | . | STAINLESS STEEL | . | VARC-310-VA-0001 | NO
SPIRAL DUCT | 21 | 2.7 | ft | 0 | SPIRAL DUCT | 250 | . | STAINLESS STEEL | . | VARC-310-VA-0001 | NO
SPIRAL DUCT | 21 | 2.7 | ft | 0 | SPIRAL DUCT | 250 | . | STAINLESS STEEL | . | VARC-310-VA-0001 | NO
SPIRAL DUCT | 21 | 2.5 | ft | 0 | SPIRAL DUCT | 150 | . | . | . | VARCF-302 | NO
SPIRAL DUCT | 21 | 2.5 | ft | 0 | SPIRAL DUCT | 150 | . | . | . | VARCF-304 | NO
SPIRAL DUCT | 21 | 2.3 | ft | 0 | SPIRAL DUCT | 200 | . | . | . | VARCF-302/304 | NO
SPIRAL DUCT | 21 | 7.9 | ft | 0 | SPIRAL DUCT | 150 | . | . | . | VARCF-302 | NO
SPIRAL DUCT | 21 | 6 | ft | 0 | SPIRAL DUCT | 150 | . | . | . | VARCF-304 | NO
SPIRAL DUCT | 21 | 8.4 | ft | 0 | SPIRAL DUCT | 200 | . | . | . | VARCF-302 | NO
SPIRAL DUCT | 21 | 2.8 | ft | 0 | SPIRAL DUCT | 200 | . | . | . | VARCF-304 | NO
SPIRAL DUCT | 24 | 1.9 | ft | 0 | SPIRAL DUCT | 150 | . | . | . | VARCF-304 | NO
SPIRAL DUCT | 24 | 128.2 | ft | 0 | SPIRAL DUCT | 305 | . | STAINLESS STEEL | . | VE-314-VE-0001 | NO
SPIRAL DUCT | 22 | 2.3 | ft | 0 | SPIRAL DUCT | 150 | . | . | . | VARCF-304 | NO
SPIRAL DUCT | 22 | 2.9 | ft | 0 | SPIRAL DUCT | 150 | . | . | . | VARCF-302 | NO
SPIRAL DUCT | 22 | 0.8 | ft | 0 | SPIRAL DUCT | 200 | . | . | . | VARCF-302/304 | NO
SPIRAL DUCT | 22 | 0.5 | ft | 0 | SPIRAL DUCT | 150 | . | . | . | VARCF-302/304 | NO
SPIRAL DUCT | 22 | 2.3 | ft | 0 | SPIRAL DUCT | 150 | . | . | . | VARCF-304 | NO
SPIRAL DUCT | 22 | 4.7 | ft | 0 | SPIRAL DUCT | 150 | . | . | . | VARCF-302 | NO
SPIRAL DUCT | 22 | 1.6 | ft | 0 | SPIRAL DUCT | 150 | . | . | . | VARCF-304 | NO
SPIRAL DUCT | 22 | 1.7 | ft | 0 | SPIRAL DUCT | 150 | . | . | . | VARCF-302 | NO
SPIRAL DUCT | 22 | 4.6 | ft | 0 | SPIRAL DUCT | 200 | . | . | . | VARCF-302/304 | NO
SPIRAL DUCT | 22 | 2.3 | ft | 0 | SPIRAL DUCT | 150 | . | . | . | VARCF-304 | NO
SPIRAL DUCT | 22 | 2.7 | ft | 0 | SPIRAL DUCT | 150 | . | . | . | VARCF-302 | NO
SPIRAL DUCT | 22 | 1.3 | ft | 0 | SPIRAL DUCT | 200 | . | . | . | VARCF-302/304 | NO
SPIRAL DUCT | 22 | 0.6 | ft | 0 | SPIRAL DUCT | 200 | . | . | . | VARCF-302/304 | NO
SPIRAL DUCT | 22 | 2.2 | ft | 0 | SPIRAL DUCT | 150 | . | . | . | VARCF-304 | NO
SPIRAL DUCT | 22 | 2.1 | ft | 0 | SPIRAL DUCT | 150 | . | . | . | VARCF-302 | NO
SPIRAL DUCT | 22 | 2.4 | ft | 0 | SPIRAL DUCT | 150 | . | . | . | VARCF-304 | NO
SPIRAL DUCT | 22 | 2.6 | ft | 0 | SPIRAL DUCT | 150 | . | . | . | VARCF-302 | NO
SPIRAL DUCT | 22 | 0.6 | ft | 0 | SPIRAL DUCT | 200 | . | . | . | VARCF-302/304 | NO
SPIRAL DUCT | 22 | 0.7 | ft | 0 | SPIRAL DUCT | 200 | . | . | . | VARCF-302/304 | NO
SPIRAL DUCT | 22 | 2.3 | ft | 0 | SPIRAL DUCT | 150 | . | . | . | VARCF-304 | NO
SPIRAL DUCT | 22 | 2.3 | ft | 0 | SPIRAL DUCT | 150 | . | . | . | VARCF-302 | NO
SPIRAL DUCT | 22 | 2.3 | ft | 0 | SPIRAL DUCT | 150 | . | . | . | VARCF-302 | NO
SPIRAL DUCT | 22 | 2.1 | ft | 0 | SPIRAL DUCT | 150 | . | . | . | VARCF-304 | NO
SPIRAL DUCT | 22 | 2.6 | ft | 0 | SPIRAL DUCT | 150 | . | . | . | VARCF-302 | NO
SPIRAL DUCT | 22 | 2.6 | ft | 0 | SPIRAL DUCT | 150 | . | . | . | VARCF-304 | NO
SPIRAL DUCT | 22 | 7.9 | ft | 0 | SPIRAL DUCT | 150 | . | . | . | VARCF-302 | NO
SPIRAL DUCT | 22 | 1.1 | ft | 0 | SPIRAL DUCT | 150 | . | . | . | VARCF-304 | NO
SPIRAL DUCT | 22 | 11.1 | ft | 0 | SPIRAL DUCT | 150 | . | . | . | VARCF-304 | NO
SPIRAL DUCT | 22 | 1.3 | ft | 0 | SPIRAL DUCT | 200 | . | . | . | VARCF-302 | NO
SPIRAL DUCT | 22 | 5.2 | ft | 0 | SPIRAL DUCT | 200 | . | . | . | VARCF-302/304 | NO
SPIRAL DUCT | 22 | 0.9 | ft | 0 | SPIRAL DUCT | 200 | . | . | . | VARCF-302/304 | NO
SPIRAL DUCT | 22 | 0.6 | ft | 0 | SPIRAL DUCT | 200 | . | . | . | VARCF-302/304 | NO
SPIRAL DUCT | 22 | 0.6 | ft | 0 | SPIRAL DUCT | 200 | . | . | . | VARCF-302/304 | NO
SPIRAL DUCT | 22 | 5.3 | ft | 0 | SPIRAL DUCT | 200 | . | . | . | VARCF-302/304 | NO
SPIRAL DUCT | 22 | 1.1 | ft | 0 | SPIRAL DUCT | 150 | . | . | . | VARCF-304 | NO
SPIRAL DUCT | 22 | 1.4 | ft | 0 | SPIRAL DUCT | 150 | . | . | . | VARCF-302 | NO
SPIRAL DUCT | 22 | 4.5 | ft | 0 | SPIRAL DUCT | 250 | . | . | . | VARCF-302/304 | NO
SPIRAL DUCT | 22 | 1.7 | ft | 0 | SPIRAL DUCT | 150 | . | . | . | VARCF-304 | NO
SPIRAL DUCT | 22 | 1.4 | ft | 0 | SPIRAL DUCT | 150 | . | . | . | VARCF-302 | NO
SPIRAL DUCT | 22 | 1.4 | ft | 0 | SPIRAL DUCT | 150 | . | . | . | VARCF-302 | NO
SPIRAL DUCT | 22 | 1.7 | ft | 0 | SPIRAL DUCT | 150 | . | . | . | VARCF-304 | NO
SPIRAL DUCT | 22 | 1.7 | ft | 0 | SPIRAL DUCT | 150 | . | . | . | VARCF-304 | NO
SPIRAL DUCT | 22 | 1.4 | ft | 0 | SPIRAL DUCT | 150 | . | . | . | VARCF-302 | NO
SPIRAL DUCT | 22 | 1.6 | ft | 0 | SPIRAL DUCT | 150 | . | . | . | VARCF-304 | NO
SPIRAL DUCT | 22 | 1.7 | ft | 0 | SPIRAL DUCT | 150 | . | . | . | VARCF-302 | NO
SPIRAL DUCT | 22 | 2.3 | ft | 0 | SPIRAL DUCT | 150 | . | . | . | VARCF-304 | NO
SPIRAL DUCT | 22 | 1.9 | ft | 0 | SPIRAL DUCT | 150 | . | . | . | VARCF-302 | NO
SPIRAL DUCT | 22 | 1.7 | ft | 0 | SPIRAL DUCT | 150 | . | . | . | VARCF-304 | NO
SPIRAL DUCT | 22 | 1.5 | ft | 0 | SPIRAL DUCT | 150 | . | . | . | VARCF-302 | NO
SPIRAL DUCT | 22 | 1.4 | ft | 0 | SPIRAL DUCT | 150 | . | . | . | VARCF-302 | NO
SPIRAL DUCT | 22 | 1.6 | ft | 0 | SPIRAL DUCT | 150 | . | . | . | VARCF-304 | NO
SPIRAL DUCT | 22 | 1.7 | ft | 0 | SPIRAL DUCT | 150 | . | . | . | VARCF-304 | NO
SPIRAL DUCT | 22 | 1.3 | ft | 0 | SPIRAL DUCT | 200 | . | . | . | VARCF-302 | NO
SPIRAL DUCT | 22 | 2.6 | ft | 0 | SPIRAL DUCT | 250 | . | . | . | VARCF-302/304 | NO
SPIRAL DUCT | 22 | 2.6 | ft | 0 | SPIRAL DUCT | 200 | . | . | . | VARCF-302/304 | NO
SPIRAL DUCT | 22 | 4.5 | ft | 0 | SPIRAL DUCT | 200 | . | . | . | VARCF-302/304 | NO
SPIRAL DUCT | 22 | 5.3 | ft | 0 | SPIRAL DUCT | 200 | . | . | . | VARCF-302/304 | NO
SPIRAL DUCT | 22 | 4.8 | ft | 0 | SPIRAL DUCT | 200 | . | . | . | VARCF-302/304 | NO
SPIRAL DUCT | 22 | 4.7 | ft | 0 | SPIRAL DUCT | 200 | . | . | . | VARCF-302/304 | NO
SPIRAL DUCT | 22 | 4.7 | ft | 0 | SPIRAL DUCT | 200 | . | . | . | VARCF-302/304 | NO
SPIRAL DUCT | 22 | 5.4 | ft | 0 | SPIRAL DUCT | 300 | . | . | . | VARCF-302 | NO
SPIRAL DUCT | 22 | 4 | ft | 0 | SPIRAL DUCT | 250 | . | . | . | VARCF-304 | NO
SPIRAL DUCT | 22 | 4 | ft | 0 | SPIRAL DUCT | 250 | . | . | . | VARCF-302 | NO
SPIRAL DUCT | 22 | 1.1 | ft | 0 | SPIRAL DUCT | 250 | . | . | . | VARCF-304 | NO
SPIRAL DUCT | 22 | 4.1 | ft | 0 | SPIRAL DUCT | 250 | . | . | . | VARCF-302/304 | NO
SPIRAL DUCT | 22 | 3.1 | ft | 0 | SPIRAL DUCT | 250 | . | . | . | VARCF-302/304 | NO
SPIRAL DUCT | 22 | 4.1 | ft | 0 | SPIRAL DUCT | 250 | . | . | . | VARCF-302/304 | NO
SPIRAL DUCT | 22 | 3.1 | ft | 0 | SPIRAL DUCT | 250 | . | . | . | VARCF-302/304 | NO
SPIRAL DUCT | 22 | 2.2 | ft | 0 | SPIRAL DUCT | 200 | . | . | . | VARCF-302/304 | NO
SPIRAL DUCT | 22 | 4 | ft | 0 | SPIRAL DUCT | 300 | . | . | . | VACF-301 | NO
SPIRAL DUCT | 22 | 3.3 | ft | 0 | SPIRAL DUCT | 250 | . | . | . | VARCF-302/304 | NO
SPIRAL DUCT | 22 | 3 | ft | 0 | SPIRAL DUCT | 250 | . | . | . | VARCF-302/304 | NO
SPIRAL DUCT | 22 | 4.7 | ft | 0 | SPIRAL DUCT | 150 | . | . | . | VARCF-302 | NO
SPIRAL DUCT | 22 | 1.9 | ft | 0 | SPIRAL DUCT | 200 | . | . | . | VARCF-302/304 | NO
SPIRAL DUCT | 22 | 1.5 | ft | 0 | SPIRAL DUCT | 200 | . | . | . | VARCF-302/304 | NO
SPIRAL DUCT | 22 | 2 | ft | 0 | SPIRAL DUCT | 200 | . | . | . | VARCF-302/304 | NO
SPIRAL DUCT | 22 | 2 | ft | 0 | SPIRAL DUCT | 200 | . | . | . | VARCF-302/304 | NO
SPIRAL DUCT | 22 | 0.5 | ft | 0 | SPIRAL DUCT | 200 | . | . | . | VARCF-302/304 | NO
SPIRAL DUCT | 22 | 3.1 | ft | 0 | SPIRAL DUCT | 150 | . | . | . | VARCF-304 | NO
SPIRAL DUCT | 22 | 0.6 | ft | 0 | SPIRAL DUCT | 150 | . | . | . | VARCF-302 | NO
SPIRAL DUCT | 22 | 5.3 | ft | 0 | SPIRAL DUCT | 150 | . | . | . | VARCF-304 | NO
SPIRAL DUCT | 22 | 6.9 | ft | 0 | SPIRAL DUCT | 150 | . | . | . | VARCF-302 | NO
SPIRAL DUCT | 22 | 6.8 | ft | 0 | SPIRAL DUCT | 150 | . | . | . | VARCF-302/304 | NO
SPIRAL DUCT | 22 | 5.3 | ft | 0 | SPIRAL DUCT | 150 | . | . | . | VARCF-304 | NO
SPIRAL DUCT | 22 | 6.7 | ft | 0 | SPIRAL DUCT | 150 | . | . | . | VARCF-302 | NO
SPIRAL DUCT | 22 | 6.9 | ft | 0 | SPIRAL DUCT | 150 | . | . | . | VARCF-304 | NO
SPIRAL DUCT | 22 | 6.4 | ft | 0 | SPIRAL DUCT | 150 | . | . | . | VARCF-302 | NO
SPIRAL DUCT | 22 | 3.4 | ft | 0 | SPIRAL DUCT | 150 | . | . | . | VARCF-304 | NO
SPIRAL DUCT | 22 | 3 | ft | 0 | SPIRAL DUCT | 150 | . | . | . | VARCF-302/304 | NO
SPIRAL DUCT | 22 | 2 | ft | 0 | SPIRAL DUCT | 150 | . | . | . | VARCF-304 | NO
SPIRAL DUCT | 22 | 1.5 | ft | 0 | SPIRAL DUCT | 150 | . | . | . | VARCF-302 | NO
SPIRAL DUCT | 22 | 1.1 | ft | 0 | SPIRAL DUCT | 150 | . | . | . | VARCF-302 | NO
SPIRAL DUCT | 22 | 4.1 | ft | 0 | SPIRAL DUCT | 150 | . | . | . | VARCF-302/304 | NO
SPIRAL DUCT | 22 | 1.1 | ft | 0 | SPIRAL DUCT | 200 | . | . | . | VARCF-302/304 | NO
SPIRAL DUCT | 22 | 1.6 | ft | 0 | SPIRAL DUCT | 200 | . | . | . | VARCF-304 | NO
SPIRAL DUCT | 22 | 5.6 | ft | 0 | SPIRAL DUCT | 200 | . | . | . | VARCF-302 | NO
SPIRAL DUCT | 22 | 2 | ft | 0 | SPIRAL DUCT | 150 | . | . | . | VARCF-302 | NO
SPIRAL DUCT | 22 | 3.2 | ft | 0 | SPIRAL DUCT | 150 | . | . | . | VARCF-304 | NO
SPIRAL DUCT | 22 | 1.1 | ft | 0 | SPIRAL DUCT | 200 | . | . | . | VARCF-302/304 | NO
SPIRAL DUCT | 22 | 2.3 | ft | 0 | SPIRAL DUCT | 150 | . | . | . | VARCF-302 | NO
SPIRAL DUCT | 22 | 3.2 | ft | 0 | SPIRAL DUCT | 150 | . | . | . | VARCF-304 | NO
SPIRAL DUCT | 22 | 0.7 | ft | 0 | SPIRAL DUCT | 200 | . | . | . | VARCF-302/304 | NO
SPIRAL DUCT | 22 | 5 | ft | 0 | SPIRAL DUCT | 150 | . | . | . | VARCF-302 | NO
SPIRAL DUCT | 22 | 3.2 | ft | 0 | SPIRAL DUCT | 150 | . | . | . | VARCF-304 | NO
SPIRAL DUCT | 22 | 1.1 | ft | 0 | SPIRAL DUCT | 250 | . | . | . | VARCF-302/304 | NO
SPIRAL DUCT | 22 | 1.7 | ft | 0 | SPIRAL DUCT | 150 | . | . | . | VARCF-302 | NO
SPIRAL DUCT | 22 | 3.8 | ft | 0 | SPIRAL DUCT | 150 | . | . | . | VARCF-304 | NO
SPIRAL DUCT | 22 | 0.7 | ft | 0 | SPIRAL DUCT | 200 | . | . | . | VARCF-302/304 | NO
SPIRAL DUCT | 22 | 6.2 | ft | 0 | SPIRAL DUCT | 200 | . | . | . | VARCF-302/304 | NO
SPIRAL DUCT | 22 | 7.6 | ft | 0 | SPIRAL DUCT | 250 | . | . | . | VARCF-302/304 | NO
SPIRAL DUCT | 22 | 1.2 | ft | 0 | SPIRAL DUCT | 200 | . | . | . | VARCF-304 | NO
SPIRAL DUCT | 22 | 1.9 | ft | 0 | SPIRAL DUCT | 200 | . | . | . | VARCF-302/304 | NO
SPIRAL DUCT | 21 | 2.7 | ft | 0 | SPIRAL DUCT | 200 | . | . | . | VARCF-302/304 | NO
SPIRAL DUCT | 6 | 6.4 | ft | 0 | SPIRAL DUCT | 250 | . | . | . | VARCF-304 | NO
SPIRAL DUCT | 6 | 2.7 | ft | 0 | SPIRAL DUCT | 350 | . | . | . | VACF-301 | NO
SPIRAL DUCT | 6 | 2.7 | ft | 0 | SPIRAL DUCT | 250 | . | STAINLESS STEEL | . | VE-314-VE-0001 | NO
SPIRAL DUCT | 6 | 10.4 | ft | 0 | SPIRAL DUCT | 200 | . | . | . | VARCF-302/304 | NO
SPIRAL DUCT | 6 | 6.3 | ft | 0 | SPIRAL DUCT | 200 | . | . | . | VARCF-302/304 | NO
SPIRAL DUCT | 6 | 6.4 | ft | 0 | SPIRAL DUCT | 200 | . | . | . | VARCF-302/304 | NO
SPIRAL DUCT | 6 | 4.8 | ft | 0 | SPIRAL DUCT | 300 | . | . | . | VARCF-302 | NO
SPIRAL DUCT | 6 | 4.5 | ft | 0 | SPIRAL DUCT | 300 | . | . | . | VARCF-304 | NO
SPIRAL DUCT | 6 | 11.5 | ft | 0 | SPIRAL DUCT | 150 | . | . | . | VARCF-304 | NO
SPIRAL DUCT | 6 | 1.1 | ft | 0 | SPIRAL DUCT | 150 | . | . | . | VARCF-302 | NO
SPIRAL DUCT | 6 | 1.1 | ft | 0 | SPIRAL DUCT | 150 | . | . | . | VARCF-302/304 | NO
SPIRAL DUCT | 6 | 9.9 | ft | 0 | SPIRAL DUCT | 150 | . | . | . | VARCF-302 | NO
SPIRAL DUCT | 6 | 3.3 | ft | 0 | SPIRAL DUCT | 150 | . | . | . | VARCF-304 | NO
SPIRAL DUCT | 6 | 17.3 | ft | 0 | SPIRAL DUCT | 300 | . | . | . | VARCF-302 | NO
SPIRAL DUCT | 6 | 9 | ft | 0 | SPIRAL DUCT | 300 | . | . | . | VARCF-304 | NO
SPIRAL DUCT | 6 | 5.9 | ft | 0 | SPIRAL DUCT | 400 | . | . | . | VARCF-302 | NO
SPIRAL DUCT | 6 | 1.1 | ft | 0 | SPIRAL DUCT | 400 | . | . | . | VARCF-304 | NO
SPIRAL DUCT | 6 | 24.5 | ft | 0 | SPIRAL DUCT | 200 | w/ 1” ACOUSTICAL LINING | . | . | TRANSFER DUCT | NO
SPIRAL DUCT | 6 | 1.1 | ft | 0 | SPIRAL DUCT | 125 | . | . | . | VARCF-304/305 | NO
SPIRAL DUCT | 6 | 1.7 | ft | 0 | SPIRAL DUCT | 125 | . | . | . | VARCF-304/305 | NO
SPIRAL DUCT | 6 | 5.4 | ft | 0 | SPIRAL DUCT | 200 | . | . | . | VARCF-302 | NO
SPIRAL DUCT | 6 | 9.2 | ft | 0 | SPIRAL DUCT | 250 | . | . | . | VARCF-304 | NO
SPIRAL DUCT | 6 | 0.7 | ft | 0 | SPIRAL DUCT | 150 | . | . | . | VARCF-302 | NO
SPIRAL DUCT | 6 | 0.8 | ft | 0 | SPIRAL DUCT | 150 | . | . | . | VARCF-304 | NO
SPIRAL DUCT | 6 | 2.4 | ft | 0 | SPIRAL DUCT | 300 | . | . | . | VARCF-304 | NO
SPIRAL DUCT | 6 | 5.5 | ft | 0 | SPIRAL DUCT | 300 | . | . | . | VARCF-302 | NO
SPIRAL DUCT | 6 | 2.3 | ft | 0 | SPIRAL DUCT | 300 | . | . | . | VARCF-304 | NO
SPIRAL DUCT | 6 | 5.5 | ft | 0 | SPIRAL DUCT | 300 | . | . | . | VARCF-302 | NO
SPIRAL DUCT | 6 | 0.7 | ft | 0 | SPIRAL DUCT | 250 | . | . | . | VARCF-302/304 | NO
SPIRAL DUCT | 6 | 0.6 | ft | 0 | SPIRAL DUCT | 250 | . | . | . | VARCF-302/304 | NO
SPIRAL DUCT | 6 | 0.9 | ft | 0 | SPIRAL DUCT | 250 | . | . | . | VARCF-302/304 | NO
SPIRAL DUCT | 6 | 0.9 | ft | 0 | SPIRAL DUCT | 250 | . | . | . | VARCF-302/304 | NO
SPIRAL DUCT | 6 | 1 | ft | 0 | SPIRAL DUCT | 250 | . | . | . | VARCF-302/304 | NO
SPIRAL DUCT | 6 | 0.9 | ft | 0 | SPIRAL DUCT | 250 | . | . | . | VARCF-302/304 | NO
SPIRAL DUCT | 6 | 2.1 | ft | 0 | SPIRAL DUCT | 250 | . | . | . | VARCF-302/304 | NO
SPIRAL DUCT | 6 | 2.1 | ft | 0 | SPIRAL DUCT | 250 | . | . | . | VARCF-302/304 | NO
SPIRAL DUCT | 6 | 2.2 | ft | 0 | SPIRAL DUCT | 250 | . | . | . | VARCF-302/304 | NO
SPIRAL DUCT | 6 | 2.2 | ft | 0 | SPIRAL DUCT | 250 | . | . | . | VARCF-302/304 | NO
SPIRAL DUCT | 6 | 2.2 | ft | 0 | SPIRAL DUCT | 250 | . | . | . | VARCF-302/304 | NO
SPIRAL DUCT | 6 | 2.2 | ft | 0 | SPIRAL DUCT | 250 | . | . | . | VARCF-302/304 | NO
SPIRAL DUCT | 6 | 3.3 | ft | 0 | SPIRAL DUCT | 200 | . | . | . | VARCF-302/304 | NO
SPIRAL DUCT | 6 | 1.5 | ft | 0 | SPIRAL DUCT | 200 | . | . | . | VARCF-302/304 | NO
SPIRAL DUCT | 6 | 7.8 | ft | 0 | SPIRAL DUCT | 150 | . | . | . | VARCF-302 | NO
SPIRAL DUCT | 6 | 6.2 | ft | 0 | SPIRAL DUCT | 150 | . | . | . | VARCF-304 | NO
SPIRAL DUCT | 6 | 1.7 | ft | 0 | SPIRAL DUCT | 150 | . | . | . | VARCF-302/304 | NO
SPIRAL DUCT | 6 | 1.6 | ft | 0 | SPIRAL DUCT | 200 | . | . | . | VARCF-302/304 | NO
SPIRAL DUCT | 6 | 9.7 | ft | 0 | SPIRAL DUCT | 150 | . | . | . | VARCF-304 | NO
SPIRAL DUCT | 6 | 7.7 | ft | 0 | SPIRAL DUCT | 150 | . | . | . | VARCF-302 | NO
SPIRAL DUCT | 6 | 0.8 | ft | 0 | SPIRAL DUCT | 150 | . | . | . | VARCF-302/304 | NO
SPIRAL DUCT | 6 | 3.9 | ft | 0 | SPIRAL DUCT | 250 | . | . | . | VARCF-304 | NO
SPIRAL DUCT | 6 | 1.3 | ft | 0 | SPIRAL DUCT | 250 | . | . | . | VARCF-304 | NO
SPIRAL DUCT | 6 | 1.2 | ft | 0 | SPIRAL DUCT | 250 | . | . | . | VARCF-302 | NO
SPIRAL DUCT | 6 | 2.6 | ft | 0 | SPIRAL DUCT | 200 | . | . | . | VARCF-302 | NO
SPIRAL DUCT | 6 | 2.3 | ft | 0 | SPIRAL DUCT | 200 | . | . | . | VARCF-304 | NO
SPIRAL DUCT | 6 | 2.2 | ft | 0 | SPIRAL DUCT | 400 | . | . | . | VARCF-302 | NO
SPIRAL DUCT | 6 | 2.2 | ft | 0 | SPIRAL DUCT | 400 | . | . | . | VARCF-304 | NO
SPIRAL DUCT | 6 | 2.1 | ft | 0 | SPIRAL DUCT | 300 | . | . | . | VARCF-302 | NO
SPIRAL DUCT | 6 | 3.6 | ft | 0 | SPIRAL DUCT | 150 | . | . | . | VARCF-302/304 | NO
SPIRAL DUCT | 6 | 0.6 | ft | 0 | SPIRAL DUCT | 150 | . | . | . | VARCF-302/304 | NO
SPIRAL DUCT | 6 | 2.5 | ft | 0 | SPIRAL DUCT | 200 | . | . | . | VARCF-302 | NO
SPIRAL DUCT | 6 | 2.5 | ft | 0 | SPIRAL DUCT | 200 | . | . | . | VARCF-304 | NO
SPIRAL DUCT | 6 | 2.4 | ft | 0 | SPIRAL DUCT | 200 | . | . | . | VARCF-302 | NO
SPIRAL DUCT | 6 | 2.4 | ft | 0 | SPIRAL DUCT | 200 | . | . | . | VARCF-304 | NO
SPIRAL DUCT | 6 | 3.2 | ft | 0 | SPIRAL DUCT | 250 | . | . | . | VARCF-302 | NO
SPIRAL DUCT | 6 | 0.5 | ft | 0 | SPIRAL DUCT | 125 | . | . | . | VARCF-304 | NO
SPIRAL DUCT | 5 | 1.2 | ft | 0 | SPIRAL DUCT | 350 | . | . | . | VARCF-304 | NO
SPIRAL DUCT | 5 | 0.9 | ft | 0 | SPIRAL DUCT | 350 | . | . | . | VARCF-304 | NO
SPIRAL DUCT | 5 | 2.2 | ft | 0 | SPIRAL DUCT | 250 | . | . | . | VARCF-304/305 | NO
SPIRAL DUCT | 5 | 6.8 | ft | 0 | SPIRAL DUCT | 250 | . | . | . | VARCF-304/305 | NO
SPIRAL DUCT | 5 | 2.5 | ft | 0 | SPIRAL DUCT | 250 | . | . | . | VARCF-304/305 | NO
SPIRAL DUCT | 19 | 2.4 | ft | 0 | SPIRAL DUCT | 200 | . | . | . | VARCF-302/304 | NO
SPIRAL DUCT | 19 | 1.1 | ft | 0 | SPIRAL DUCT | 150 | . | . | . | VARCF-302/304 | NO
SPIRAL DUCT | 19 | 1.6 | ft | 0 | SPIRAL DUCT | 150 | . | . | . | VARCF-304 | NO
SPIRAL DUCT | 19 | 2.1 | ft | 0 | SPIRAL DUCT | 150 | . | . | . | VARCF-302 | NO
SPIRAL DUCT | 19 | 0.7 | ft | 0 | SPIRAL DUCT | 200 | . | . | . | VARCF-302/304 | NO
SPIRAL DUCT | 19 | 1.6 | ft | 0 | SPIRAL DUCT | 150 | . | . | . | VARCF-304 | NO
SPIRAL DUCT | 19 | 2.5 | ft | 0 | SPIRAL DUCT | 150 | . | . | . | VARCF-302 | NO
SPIRAL DUCT | 19 | 1 | ft | 0 | SPIRAL DUCT | 200 | . | . | . | VARCF-302/304 | NO
SPIRAL DUCT | 19 | 1.6 | ft | 0 | SPIRAL DUCT | 150 | . | . | . | VARCF-304 | NO
SPIRAL DUCT | 19 | 11.9 | ft | 0 | SPIRAL DUCT | 150 | . | . | . | VARCF-302 | NO
SPIRAL DUCT | 19 | 2.6 | ft | 0 | SPIRAL DUCT | 150 | . | . | . | VARCF-302 | NO
SPIRAL DUCT | 19 | 1.6 | ft | 0 | SPIRAL DUCT | 150 | . | . | . | VARCF-304 | NO
SPIRAL DUCT | 19 | 2.6 | ft | 0 | SPIRAL DUCT | 150 | . | . | . | VARCF-302 | NO
SPIRAL DUCT | 19 | 1.6 | ft | 0 | SPIRAL DUCT | 150 | . | . | . | VARCF-304 | NO
SPIRAL DUCT | 19 | 1.6 | ft | 0 | SPIRAL DUCT | 150 | . | . | . | VARCF-304 | NO
SPIRAL DUCT | 19 | 2.6 | ft | 0 | SPIRAL DUCT | 150 | . | . | . | VARCF-302 | NO
SPIRAL DUCT | 19 | 1.6 | ft | 0 | SPIRAL DUCT | 150 | . | . | . | VARCF-304 | NO
SPIRAL DUCT | 19 | 2.6 | ft | 0 | SPIRAL DUCT | 150 | . | . | . | VARCF-302 | NO
SPIRAL DUCT | 19 | 1.5 | ft | 0 | SPIRAL DUCT | 150 | . | . | . | VARCF-304 | NO
SPIRAL DUCT | 19 | 2.6 | ft | 0 | SPIRAL DUCT | 150 | . | . | . | VARCF-302 | NO
SPIRAL DUCT | 19 | 2.5 | ft | 0 | SPIRAL DUCT | 150 | . | . | . | VARCF-302 | NO
SPIRAL DUCT | 19 | 1.6 | ft | 0 | SPIRAL DUCT | 150 | . | . | . | VARCF-304 | NO
SPIRAL DUCT | 19 | 2.6 | ft | 0 | SPIRAL DUCT | 150 | . | . | . | VARCF-302 | NO
SPIRAL DUCT | 19 | 1.6 | ft | 0 | SPIRAL DUCT | 150 | . | . | . | VARCF-304 | NO
SPIRAL DUCT | 19 | 0.9 | ft | 0 | SPIRAL DUCT | 200 | . | . | . | VARCF-302/304 | NO
SPIRAL DUCT | 19 | 1 | ft | 0 | SPIRAL DUCT | 200 | . | . | . | VARCF-302/304 | NO
SPIRAL DUCT | 19 | 1.1 | ft | 0 | SPIRAL DUCT | 200 | . | . | . | VARCF-302/304 | NO
SPIRAL DUCT | 19 | 0.8 | ft | 0 | SPIRAL DUCT | 200 | . | . | . | VARCF-302/304 | NO
SPIRAL DUCT | 19 | 1 | ft | 0 | SPIRAL DUCT | 200 | . | . | . | VARCF-302/304 | NO
SPIRAL DUCT | 19 | 0.7 | ft | 0 | SPIRAL DUCT | 200 | . | . | . | VARCF-302/304 | NO
SPIRAL DUCT | 19 | 0.7 | ft | 0 | SPIRAL DUCT | 200 | . | . | . | VARCF-302/304 | NO
SPIRAL DUCT | 19 | 1 | ft | 0 | SPIRAL DUCT | 250 | . | . | . | VARCF-302/304 | NO
SPIRAL DUCT | 19 | 6.4 | ft | 0 | SPIRAL DUCT | 250 | . | . | . | VARCF-302/304 | NO
SPIRAL DUCT | 19 | 2.4 | ft | 0 | SPIRAL DUCT | 150 | . | . | . | VARCF-302/304 | NO
SPIRAL DUCT | 19 | 5.5 | ft | 0 | SPIRAL DUCT | 150 | . | . | . | VARCF-302/304 | NO
SPIRAL DUCT | 19 | 2.2 | ft | 0 | SPIRAL DUCT | 150 | . | . | . | VARCF-302/304 | NO
SPIRAL DUCT | 19 | 2.5 | ft | 0 | SPIRAL DUCT | 150 | . | . | . | VARCF-302/304 | NO
SPIRAL DUCT | 19 | 1.8 | ft | 0 | SPIRAL DUCT | 150 | . | . | . | VARCF-304 | NO
SPIRAL DUCT | 19 | 1.8 | ft | 0 | SPIRAL DUCT | 150 | . | . | . | VARCF-304 | NO
SPIRAL DUCT | 19 | 1.8 | ft | 0 | SPIRAL DUCT | 150 | . | . | . | VARCF-304 | NO
SPIRAL DUCT | 19 | 1.1 | ft | 0 | SPIRAL DUCT | 200 | . | . | . | VARCF-304 | NO
SPIRAL DUCT | 19 | 2.3 | ft | 0 | SPIRAL DUCT | 200 | . | . | . | VARCF-302 | NO
SPIRAL DUCT | 19 | 1.1 | ft | 0 | SPIRAL DUCT | 200 | . | . | . | VARCF-302/304 | NO
SPIRAL DUCT | 19 | 1 | ft | 0 | SPIRAL DUCT | 200 | . | . | . | VARCF-302/304 | NO
SPIRAL DUCT | 19 | 1.1 | ft | 0 | SPIRAL DUCT | 200 | . | . | . | VARCF-302/304 | NO
SPIRAL DUCT | 19 | 1.1 | ft | 0 | SPIRAL DUCT | 200 | . | . | . | VARCF-302/304 | NO
SPIRAL DUCT | 19 | 3 | ft | 0 | SPIRAL DUCT | 250 | . | . | . | VARCF-302/304 | NO
SPIRAL DUCT | 19 | 6.4 | ft | 0 | SPIRAL DUCT | 150 | . | . | . | VARCF-302/304 | NO
SPIRAL DUCT | 19 | 2.4 | ft | 0 | SPIRAL DUCT | 150 | . | . | . | VARCF-304 | NO
SPIRAL DUCT | 19 | 2.5 | ft | 0 | SPIRAL DUCT | 150 | . | . | . | VARCF-304 | NO
SPIRAL DUCT | 19 | 2.3 | ft | 0 | SPIRAL DUCT | 150 | . | . | . | VARCF-302 | NO
SPIRAL DUCT | 19 | 1.7 | ft | 0 | SPIRAL DUCT | 150 | . | . | . | VARCF-304 | NO
SPIRAL DUCT | 19 | 1.5 | ft | 0 | SPIRAL DUCT | 150 | . | . | . | VARCF-302/304 | NO
SPIRAL DUCT | 19 | 6.2 | ft | 0 | SPIRAL DUCT | 150 | . | . | . | VARCF-302/304 | NO
SPIRAL DUCT | 19 | 1.6 | ft | 0 | SPIRAL DUCT | 150 | . | . | . | VARCF-304 | NO
SPIRAL DUCT | 19 | 2.3 | ft | 0 | SPIRAL DUCT | 150 | . | . | . | VARCF-302 | NO
SPIRAL DUCT | 19 | 6.1 | ft | 0 | SPIRAL DUCT | 150 | . | . | . | VARCF-302/304 | NO
SPIRAL DUCT | 19 | 6 | ft | 0 | SPIRAL DUCT | 150 | . | . | . | VARCF-302/304 | NO
SPIRAL DUCT | 19 | 1.6 | ft | 0 | SPIRAL DUCT | 150 | . | . | . | VARCF-304 | NO
SPIRAL DUCT | 19 | 2.4 | ft | 0 | SPIRAL DUCT | 150 | . | . | . | VARCF-302 | NO
SPIRAL DUCT | 19 | 2.3 | ft | 0 | SPIRAL DUCT | 150 | . | . | . | VARCF-302 | NO
SPIRAL DUCT | 19 | 1.4 | ft | 0 | SPIRAL DUCT | 150 | . | . | . | VARCF-304 | NO
SPIRAL DUCT | 19 | 5.8 | ft | 0 | SPIRAL DUCT | 150 | . | . | . | VARCF-302/304 | NO
SPIRAL DUCT | 19 | 5.9 | ft | 0 | SPIRAL DUCT | 200 | . | . | . | VARCF-302/304 | NO
SPIRAL DUCT | 19 | 1.3 | ft | 0 | SPIRAL DUCT | 150 | . | . | . | VARCF-304 | NO
SPIRAL DUCT | 19 | 2.4 | ft | 0 | SPIRAL DUCT | 150 | . | . | . | VARCF-302 | NO
SPIRAL DUCT | 19 | 1.3 | ft | 0 | SPIRAL DUCT | 150 | . | . | . | VARCF-304 | NO
SPIRAL DUCT | 19 | 2.3 | ft | 0 | SPIRAL DUCT | 150 | . | . | . | VARCF-302 | NO
SPIRAL DUCT | 19 | 6.1 | ft | 0 | SPIRAL DUCT | 200 | . | . | . | VARCF-302/304 | NO
SPIRAL DUCT | 19 | 5.9 | ft | 0 | SPIRAL DUCT | 250 | . | . | . | VARCF-302/304 | NO
SPIRAL DUCT | 19 | 1.4 | ft | 0 | SPIRAL DUCT | 150 | . | . | . | VARCF-304 | NO
SPIRAL DUCT | 19 | 2.1 | ft | 0 | SPIRAL DUCT | 150 | . | . | . | VARCF-302 | NO
SPIRAL DUCT | 19 | 5.3 | ft | 0 | SPIRAL DUCT | 250 | . | . | . | VARCF-302 | NO
SPIRAL DUCT | 19 | 1 | ft | 0 | SPIRAL DUCT | 250 | . | . | . | VARCF-304 | NO
SPIRAL DUCT | 19 | 3.1 | ft | 0 | SPIRAL DUCT | 200 | . | . | . | VARCF-302/304 | NO
SPIRAL DUCT | 19 | 2.3 | ft | 0 | SPIRAL DUCT | 200 | . | . | . | VARCF-302/304 | NO
SPIRAL DUCT | 19 | 7.1 | ft | 0 | SPIRAL DUCT | 200 | . | . | . | VARCF-302/304 | NO
SPIRAL DUCT | 19 | 2 | ft | 0 | SPIRAL DUCT | 250 | . | . | . | VARCF-302/304 | NO
SPIRAL DUCT | 19 | 1.3 | ft | 0 | SPIRAL DUCT | 250 | . | . | . | VARCF-302/304 | NO
SPIRAL DUCT | 19 | 1.3 | ft | 0 | SPIRAL DUCT | 150 | . | . | . | VARCF-302 | NO
SPIRAL DUCT | 19 | 1.2 | ft | 0 | SPIRAL DUCT | 150 | . | . | . | VARCF-304 | NO
SPIRAL DUCT | 19 | 2.1 | ft | 0 | SPIRAL DUCT | 150 | . | . | . | VARCF-304 | NO
SPIRAL DUCT | 19 | 1.1 | ft | 0 | SPIRAL DUCT | 150 | . | . | . | VARCF-302/304 | NO
SPIRAL DUCT | 19 | 1.8 | ft | 0 | SPIRAL DUCT | 250 | . | . | . | VARCF-302/304 | NO
SPIRAL DUCT | 19 | 4.3 | ft | 0 | SPIRAL DUCT | 300 | . | . | . | VACF-301 | NO
SPIRAL DUCT | 19 | 5.5 | ft | 0 | SPIRAL DUCT | 150 | . | . | . | VARCF-302/304 | NO
SPIRAL DUCT | 19 | 1.9 | ft | 0 | SPIRAL DUCT | 150 | . | . | . | VARCF-304 | NO
SPIRAL DUCT | 19 | 2.5 | ft | 0 | SPIRAL DUCT | 150 | . | . | . | VARCF-302 | NO
SPIRAL DUCT | 19 | 2.6 | ft | 0 | SPIRAL DUCT | 200 | . | . | . | VARCF-304 | NO
SPIRAL DUCT | 19 | 2.5 | ft | 0 | SPIRAL DUCT | 200 | . | . | . | VARCF-302 | NO
SPIRAL DUCT | 19 | 1.9 | ft | 0 | SPIRAL DUCT | 150 | . | . | . | VARCF-302 | NO
SPIRAL DUCT | 19 | 1.9 | ft | 0 | SPIRAL DUCT | 150 | . | . | . | VARCF-304 | NO
SPIRAL DUCT | 19 | 1.9 | ft | 0 | SPIRAL DUCT | 150 | . | . | . | VARCF-304 | NO
SPIRAL DUCT | 19 | 1.9 | ft | 0 | SPIRAL DUCT | 150 | . | . | . | VARCF-302 | NO
SPIRAL DUCT | 19 | 1.6 | ft | 0 | SPIRAL DUCT | 250 | . | . | . | VARCF-302/304 | NO
SPIRAL DUCT | 19 | 2.2 | ft | 0 | SPIRAL DUCT | 250 | . | . | . | VARCF-302/304 | NO
SPIRAL DUCT | 19 | 1.2 | ft | 0 | SPIRAL DUCT | 150 | . | . | . | VARCF-302 | NO
SPIRAL DUCT | 19 | 2.8 | ft | 0 | SPIRAL DUCT | 150 | . | . | . | VARCF-304 | NO
SPIRAL DUCT | 19 | 3.6 | ft | 0 | SPIRAL DUCT | 150 | . | . | . | VARCF-304 | NO
SPIRAL DUCT | 19 | 3.5 | ft | 0 | SPIRAL DUCT | 150 | . | . | . | VARCF-302 | NO
SPIRAL DUCT | 19 | 1.7 | ft | 0 | SPIRAL DUCT | 250 | . | . | . | VARCF-302/304 | NO
SPIRAL DUCT | 19 | 1.2 | ft | 0 | SPIRAL DUCT | 250 | . | . | . | VARCF-302/304 | NO
SPIRAL DUCT | 19 | 3.6 | ft | 0 | SPIRAL DUCT | 150 | . | . | . | VARCF-304 | NO
SPIRAL DUCT | 19 | 3.4 | ft | 0 | SPIRAL DUCT | 150 | . | . | . | VARCF-302 | NO
SPIRAL DUCT | 19 | 4.3 | ft | 0 | SPIRAL DUCT | 150 | . | . | . | VARCF-304 | NO
SPIRAL DUCT | 19 | 3.9 | ft | 0 | SPIRAL DUCT | 150 | . | . | . | VARCF-302 | NO
SPIRAL DUCT | 19 | 4.1 | ft | 0 | SPIRAL DUCT | 250 | . | . | . | VARCF-302/304 | NO
SPIRAL DUCT | 19 | 1 | ft | 0 | SPIRAL DUCT | 250 | . | . | . | VARCF-302/304 | NO
SPIRAL DUCT | 19 | 1.8 | ft | 0 | SPIRAL DUCT | 250 | . | . | . | VARCF-302/304 | NO
SPIRAL DUCT | 19 | 1.3 | ft | 0 | SPIRAL DUCT | 200 | . | . | . | VARCF-302 | NO
SPIRAL DUCT | 19 | 1.3 | ft | 0 | SPIRAL DUCT | 200 | . | . | . | VARCF-304 | NO
SPIRAL DUCT | 19 | 1.3 | ft | 0 | SPIRAL DUCT | 200 | . | . | . | VARCF-304 | NO
SPIRAL DUCT | 19 | 1.2 | ft | 0 | SPIRAL DUCT | 200 | . | . | . | VARCF-302 | NO
SPIRAL DUCT | 19 | 2 | ft | 0 | SPIRAL DUCT | 250 | . | . | . | VARCF-304 | NO
SPIRAL DUCT | 19 | 1 | ft | 0 | SPIRAL DUCT | 250 | . | . | . | VARCF-302 | NO
SPIRAL DUCT | 19 | 2.4 | ft | 0 | SPIRAL DUCT | 250 | . | . | . | VARCF-302/304 | NO
SPIRAL DUCT | 19 | 1.9 | ft | 0 | SPIRAL DUCT | 250 | . | . | . | VARCF-302/304 | NO
SPIRAL DUCT | 19 | 0.6 | ft | 0 | SPIRAL DUCT | 250 | . | . | . | VARCF-302 | NO
SPIRAL DUCT | 19 | 1.8 | ft | 0 | SPIRAL DUCT | 250 | . | . | . | VARCF-304 | NO
SPIRAL DUCT | 19 | 2 | ft | 0 | SPIRAL DUCT | 250 | . | . | . | VARCF-302/304 | NO
SPIRAL DUCT | 18 | 5 | ft | 0 | SPIRAL DUCT | 250 | . | . | . | VARCF-304/305 | NO
SPIRAL DUCT | 18 | 3.6 | ft | 0 | SPIRAL DUCT | 150 | . | . | . | VARCF-304 | NO
SPIRAL DUCT | 18 | 1 | ft | 0 | SPIRAL DUCT | 150 | . | . | . | VARCF-305 | NO
SPIRAL DUCT | 18 | 5.5 | ft | 0 | SPIRAL DUCT | 150 | . | . | . | VARCF-304 | NO
SPIRAL DUCT | 18 | 1 | m | 0 | SPIRAL DUCT | 150 | . | . | . | VARCF-305 | NO
SPIRAL DUCT | 18 | 5.5 | ft | 0 | SPIRAL DUCT | 150 | . | . | . | VARCF-304 | NO
SPIRAL DUCT | 18 | 1.1 | m | 0 | SPIRAL DUCT | 150 | . | . | . | VARCF-305 | NO
SPIRAL DUCT | 18 | 5.5 | ft | 0 | SPIRAL DUCT | 150 | . | . | . | VARCF-304 | NO
SPIRAL DUCT | 18 | 1.2 | m | 0 | SPIRAL DUCT | 150 | . | . | . | VARCF-305 | NO
SPIRAL DUCT | 18 | 5.5 | ft | 0 | SPIRAL DUCT | 150 | . | . | . | VARCF-304 | NO
SPIRAL DUCT | 18 | 1.2 | m | 0 | SPIRAL DUCT | 150 | . | . | . | VARCF-305 | NO
SPIRAL DUCT | 18 | 5.6 | ft | 0 | SPIRAL DUCT | 150 | . | . | . | VARCF-304 | NO
SPIRAL DUCT | 18 | 1.3 | m | 0 | SPIRAL DUCT | 150 | . | . | . | VARCF-305 | NO
SPIRAL DUCT | 18 | 5.5 | ft | 0 | SPIRAL DUCT | 150 | . | . | . | VARCF-304 | NO
SPIRAL DUCT | 18 | 1.3 | m | 0 | SPIRAL DUCT | 150 | . | . | . | VARCF-305 | NO
SPIRAL DUCT | 18 | 0.4 | m | 0 | SPIRAL DUCT | 200 | . | . | . | VARCF-305 | NO
SPIRAL DUCT | 18 | 0.5 | m | 0 | SPIRAL DUCT | 250 | . | . | . | VARCF-304 | NO
SPIRAL DUCT | 18 | 2.1 | m | 0 | SPIRAL DUCT | 200 | . | . | . | VARCF-304/305 | NO
SPIRAL DUCT | 18 | 0.1 | m | 0 | SPIRAL DUCT | 200 | . | . | . | VARCF-304/305 | NO
SPIRAL DUCT | 18 | 2.2 | m | 0 | SPIRAL DUCT | 200 | . | . | . | VARCF-305 | NO
SPIRAL DUCT | 18 | 0.9 | m | 0 | SPIRAL DUCT | 200 | . | . | . | VARCF-304 | NO
SPIRAL DUCT | 18 | 1.3 | ft | 0 | SPIRAL DUCT | 250 | . | . | . | VARCF-304/305 | NO
SPIRAL DUCT | 18 | 1.3 | ft | 0 | SPIRAL DUCT | 250 | . | . | . | VARCF-304/305 | NO
SPIRAL DUCT | 18 | 8.9 | ft | 0 | SPIRAL DUCT | 250 | . | . | . | VARCF-304/305 | NO
SPIRAL DUCT | 18 | 2.3 | m | 0 | SPIRAL DUCT | 150 | . | . | . | VARCF-305 | NO
SPIRAL DUCT | 18 | 0.3 | m | 0 | SPIRAL DUCT | 150 | . | . | . | VARCF-304 | NO
SPIRAL DUCT | 18 | 0.3 | m | 0 | SPIRAL DUCT | 150 | . | . | . | VARCF-304 | NO
SPIRAL DUCT | 18 | 2.3 | m | 0 | SPIRAL DUCT | 150 | . | . | . | VARCF-305 | NO
SPIRAL DUCT | 18 | 1.9 | m | 0 | SPIRAL DUCT | 150 | . | . | . | VARCF-305 | NO
SPIRAL DUCT | 18 | 0.3 | m | 0 | SPIRAL DUCT | 150 | . | . | . | VARCF-304 | NO
SPIRAL DUCT | 18 | 2.9 | m | 0 | SPIRAL DUCT | 150 | . | . | . | VARCF-305 | NO
SPIRAL DUCT | 18 | 0.5 | ft | 0 | SPIRAL DUCT | 200 | . | . | . | VARCF-304/305 | NO
SPIRAL DUCT | 18 | 0.6 | ft | 0 | SPIRAL DUCT | 200 | . | . | . | VARCF-304/305 | NO
SPIRAL DUCT | 18 | 0.8 | ft | 0 | SPIRAL DUCT | 200 | . | . | . | VARCF-304/305 | NO
SPIRAL DUCT | 18 | 1.4 | ft | 0 | SPIRAL DUCT | 150 | . | . | . | VARCF-304 | NO
SPIRAL DUCT | 18 | 5 | ft | 0 | SPIRAL DUCT | 150 | . | . | . | VARCF-304 | NO
SPIRAL DUCT | 18 | 1.9 | ft | 0 | SPIRAL DUCT | 150 | . | . | . | VARCF-305 | NO
SPIRAL DUCT | 18 | 6.5 | ft | 0 | SPIRAL DUCT | 150 | . | . | . | VARCF-304 | NO
SPIRAL DUCT | 18 | 1.7 | ft | 0 | SPIRAL DUCT | 150 | . | . | . | VARCF-305 | NO
SPIRAL DUCT | 18 | 0.8 | ft | 0 | SPIRAL DUCT | 150 | . | . | . | VARCF-304/305 | NO
SPIRAL DUCT | 18 | 1.7 | ft | 0 | SPIRAL DUCT | 150 | . | . | . | VARCF-305 | NO
SPIRAL DUCT | 18 | 0.8 | ft | 0 | SPIRAL DUCT | 150 | . | . | . | VARCF-304/305 | NO
SPIRAL DUCT | 18 | 2.1 | ft | 0 | SPIRAL DUCT | 150 | . | . | . | VARCF-304 | NO
SPIRAL DUCT | 18 | 1.7 | ft | 0 | SPIRAL DUCT | 150 | . | . | . | VARCF-305 | NO
SPIRAL DUCT | 18 | 0.8 | ft | 0 | SPIRAL DUCT | 150 | . | . | . | VARCF-304/305 | NO
SPIRAL DUCT | 18 | 2 | ft | 0 | SPIRAL DUCT | 150 | . | . | . | VARCF-304 | NO
SPIRAL DUCT | 18 | 2.7 | ft | 0 | SPIRAL DUCT | 150 | . | . | . | VARCF-304 | NO
SPIRAL DUCT | 18 | 1.3 | ft | 0 | SPIRAL DUCT | 150 | . | . | . | VARCF-305 | NO
SPIRAL DUCT | 18 | 0.8 | ft | 0 | SPIRAL DUCT | 150 | . | . | . | VARCF-304/305 | NO
SPIRAL DUCT | 18 | 1.4 | ft | 0 | SPIRAL DUCT | 150 | . | . | . | VARCF-305 | NO
SPIRAL DUCT | 18 | 2.3 | ft | 0 | SPIRAL DUCT | 150 | . | . | . | VARCF-304 | NO
SPIRAL DUCT | 18 | 0.8 | ft | 0 | SPIRAL DUCT | 150 | . | . | . | VARCF-304/305 | NO
SPIRAL DUCT | 18 | 2.3 | ft | 0 | SPIRAL DUCT | 150 | . | . | . | VARCF-304 | NO
SPIRAL DUCT | 18 | 1.2 | ft | 0 | SPIRAL DUCT | 150 | . | . | . | VARCF-305 | NO
SPIRAL DUCT | 18 | 0.8 | ft | 0 | SPIRAL DUCT | 150 | . | . | . | VARCF-304/305 | NO
SPIRAL DUCT | 18 | 2.3 | ft | 0 | SPIRAL DUCT | 200 | . | . | . | VARCF-304 | NO
SPIRAL DUCT | 18 | 0.8 | ft | 0 | SPIRAL DUCT | 200 | . | . | . | VARCF-305 | NO
SPIRAL DUCT | 18 | 2.5 | ft | 0 | SPIRAL DUCT | 200 | . | . | . | VARCF-304/305 | NO
SPIRAL DUCT | 18 | 0.6 | ft | 0 | SPIRAL DUCT | 200 | . | . | . | VARCF-304/305 | NO
SPIRAL DUCT | 18 | 10.1 | ft | 0 | SPIRAL DUCT | 200 | . | . | . | VARCF-304 | NO
SPIRAL DUCT | 18 | 1.8 | ft | 0 | SPIRAL DUCT | 200 | . | . | . | VARCF-305 | NO
SPIRAL DUCT | 18 | 4.8 | ft | 0 | SPIRAL DUCT | 200 | . | . | . | VARCF-304/305 | NO
SPIRAL DUCT | 18 | 1.3 | ft | 0 | SPIRAL DUCT | 150 | . | . | . | VARCF-304 | NO
SPIRAL DUCT | 18 | 4.6 | ft | 0 | SPIRAL DUCT | 150 | . | . | . | VARCF-305 | NO
SPIRAL DUCT | 18 | 1.8 | ft | 0 | SPIRAL DUCT | 250 | . | . | . | VARCF-305 | NO
SPIRAL DUCT | 18 | 1.2 | ft | 0 | SPIRAL DUCT | 250 | . | . | . | VARCF-304 | NO
SPIRAL DUCT | 18 | 1 | ft | 0 | SPIRAL DUCT | 250 | . | . | . | VARCF-304/305 | NO
SPIRAL DUCT | 18 | 2.3 | ft | 0 | SPIRAL DUCT | 200 | . | . | . | VARCF-305 | NO
SPIRAL DUCT | 18 | 1.6 | ft | 0 | SPIRAL DUCT | 200 | . | . | . | VARCF-304 | NO
SPIRAL DUCT | 18 | 1.2 | ft | 0 | SPIRAL DUCT | 300 | . | . | . | VARCF-304/305 | NO
SPIRAL DUCT | 18 | 1 | ft | 0 | SPIRAL DUCT | 300 | . | . | . | VARCF-304/305 | NO
SPIRAL DUCT | 18 | 1.9 | ft | 0 | SPIRAL DUCT | 300 | . | . | . | VARCF-304/305 | NO
SPIRAL DUCT | 18 | 5.2 | ft | 0 | SPIRAL DUCT | 150 | . | . | . | VARCF-305 | NO
SPIRAL DUCT | 18 | 2.2 | ft | 0 | SPIRAL DUCT | 200 | . | . | . | VARCF-304 | NO
SPIRAL DUCT | 18 | 2.2 | ft | 0 | SPIRAL DUCT | 200 | . | . | . | VARCF-305 | NO
SPIRAL DUCT | 18 | 5.3 | ft | 0 | SPIRAL DUCT | 200 | . | . | . | VARCF-304 | NO
SPIRAL DUCT | 18 | 2.3 | ft | 0 | SPIRAL DUCT | 150 | . | . | . | VARCF-304 | NO
SPIRAL DUCT | 18 | 1.4 | ft | 0 | SPIRAL DUCT | 150 | . | . | . | VARCF-304/305 | NO
SPIRAL DUCT | 18 | 1.4 | ft | 0 | SPIRAL DUCT | 150 | . | . | . | VARCF-304/305 | NO
SPIRAL DUCT | 18 | 8.1 | ft | 0 | SPIRAL DUCT | 150 | . | . | . | VARCF-304 | NO
SPIRAL DUCT | 18 | 0.8 | ft | 0 | SPIRAL DUCT | 150 | . | . | . | VARCF-305 | NO
SPIRAL DUCT | 18 | 1 | ft | 0 | SPIRAL DUCT | 250 | . | . | . | VARCF-305 | NO
SPIRAL DUCT | 18 | 2.8 | ft | 0 | SPIRAL DUCT | 250 | . | . | . | VARCF-304 | NO
SPIRAL DUCT | 18 | 2.8 | ft | 0 | SPIRAL DUCT | 300 | . | . | . | VARCF-304/305 | NO
SPIRAL DUCT | 18 | 2.8 | ft | 0 | SPIRAL DUCT | 300 | . | . | . | VARCF-304/305 | NO
SPIRAL DUCT | 18 | 4 | ft | 0 | SPIRAL DUCT | 200 | . | . | . | VARCF-304/305 | NO
SPIRAL DUCT | 18 | 2.1 | ft | 0 | SPIRAL DUCT | 200 | . | . | . | VARCF-304/305 | NO
SPIRAL DUCT | 18 | 8.2 | ft | 0 | SPIRAL DUCT | 200 | . | . | . | VARCF-304/305 | NO
SPIRAL DUCT | 18 | 6.7 | ft | 0 | SPIRAL DUCT | 200 | . | . | . | VARCF-304/305 | NO
SPIRAL DUCT | 18 | 0.7 | ft | 0 | SPIRAL DUCT | 200 | . | . | . | VARCF-304/305 | NO
SPIRAL DUCT | 18 | 0.7 | ft | 0 | SPIRAL DUCT | 200 | . | . | . | VARCF-304/305 | NO
SPIRAL DUCT | 18 | 0.7 | ft | 0 | SPIRAL DUCT | 200 | . | . | . | VARCF-304/305 | NO
SPIRAL DUCT | 18 | 1.2 | ft | 0 | SPIRAL DUCT | 200 | . | . | . | VARCF-304/305 | NO
SPIRAL DUCT | 18 | 1 | ft | 0 | SPIRAL DUCT | 200 | . | . | . | VARCF-304/305 | NO
SPIRAL DUCT | 18 | 1 | ft | 0 | SPIRAL DUCT | 200 | . | . | . | VARCF-304/305 | NO
SPIRAL DUCT | 18 | 2.6 | ft | 0 | SPIRAL DUCT | 200 | . | . | . | VARCF-304/305 | NO
SPIRAL DUCT | 18 | 2.6 | ft | 0 | SPIRAL DUCT | 200 | . | . | . | VARCF-304/305 | NO
SPIRAL DUCT | 18 | 4.2 | ft | 0 | SPIRAL DUCT | 250 | . | . | . | VARCF-304 | NO
SPIRAL DUCT | 18 | 2.7 | ft | 0 | SPIRAL DUCT | 250 | . | . | . | VARCF-305 | NO
SPIRAL DUCT | 18 | 1.6 | ft | 0 | SPIRAL DUCT | 200 | . | . | . | VARCF-304 | NO
SPIRAL DUCT | 18 | 0.7 | ft | 0 | SPIRAL DUCT | 200 | . | . | . | VARCF-305 | NO
SPIRAL DUCT | 18 | 2.4 | ft | 0 | SPIRAL DUCT | 150 | . | . | . | VARCF-305 | NO
SPIRAL DUCT | 18 | 0.7 | ft | 0 | SPIRAL DUCT | 150 | . | . | . | VARCF-304 | NO
SPIRAL DUCT | 18 | 0.9 | ft | 0 | SPIRAL DUCT | 150 | . | . | . | VARCF-304 | NO
SPIRAL DUCT | 18 | 2.4 | ft | 0 | SPIRAL DUCT | 150 | . | . | . | VARCF-305 | NO
SPIRAL DUCT | 18 | 1 | ft | 0 | SPIRAL DUCT | 150 | . | . | . | VARCF-304/305 | NO
SPIRAL DUCT | 18 | 1.2 | ft | 0 | SPIRAL DUCT | 150 | . | . | . | VARCF-304/305 | NO
SPIRAL DUCT | 18 | 1.5 | ft | 0 | SPIRAL DUCT | 150 | . | STAINLESS STEEL | . | VE-314-VE-0001 | NO
SPIRAL DUCT | 18 | 7 | ft | 0 | SPIRAL DUCT | 250 | . | . | . | VARCF-304 | NO
SPIRAL DUCT | 18 | 0.8 | ft | 0 | SPIRAL DUCT | 250 | . | . | . | VARCF-305 | NO
SPIRAL DUCT | 18 | 4.1 | ft | 0 | SPIRAL DUCT | 250 | . | . | . | VARCF-305 | NO
SPIRAL DUCT | 18 | 0.7 | ft | 0 | SPIRAL DUCT | 200 | . | . | . | VARCF-304/305 | NO
SPIRAL DUCT | 18 | 0.7 | ft | 0 | SPIRAL DUCT | 200 | . | . | . | VARCF-304/305 | NO
SPIRAL DUCT | 18 | 0.7 | ft | 0 | SPIRAL DUCT | 200 | . | . | . | VARCF-304/305 | NO
SPIRAL DUCT | 18 | 0.7 | ft | 0 | SPIRAL DUCT | 200 | . | . | . | VARCF-304/305 | NO
SPIRAL DUCT | 18 | 1.2 | ft | 0 | SPIRAL DUCT | 200 | . | . | . | VARCF-304/305 | NO
SPIRAL DUCT | 18 | 1.2 | ft | 0 | SPIRAL DUCT | 200 | . | . | . | VARCF-304/305 | NO
SPIRAL DUCT | 18 | 1.1 | ft | 0 | SPIRAL DUCT | 200 | . | . | . | VARCF-304/305 | NO
SPIRAL DUCT | 18 | 1.1 | ft | 0 | SPIRAL DUCT | 200 | . | . | . | VARCF-304/305 | NO
SPIRAL DUCT | 18 | 1.5 | ft | 0 | SPIRAL DUCT | 250 | . | . | . | VFC-343 | NO
SPIRAL DUCT | 18 | 1.5 | ft | 0 | SPIRAL DUCT | 250 | . | . | . | VFC-343 | NO
SPIRAL DUCT | 18 | 7.4 | ft | 0 | SPIRAL DUCT | 250 | . | . | . | VFC-343 | NO
SPIRAL DUCT | 18 | 2.9 | ft | 0 | SPIRAL DUCT | 250 | . | . | . | VFC-343 | NO
SPIRAL DUCT | 18 | 3.2 | ft | 0 | SPIRAL DUCT | 250 | . | . | . | VFC-343 | NO
SPIRAL DUCT | 18 | 5.3 | ft | 0 | SPIRAL DUCT | 150 | . | . | . | VARCF-302 | NO
SPIRAL DUCT | 18 | 8.5 | ft | 0 | SPIRAL DUCT | 150 | . | . | . | VARCF-302 | NO
SPIRAL DUCT | 18 | 5.1 | ft | 0 | SPIRAL DUCT | 200 | . | . | . | VARCF-304/305 | NO
SPIRAL DUCT | 18 | 2.2 | ft | 0 | SPIRAL DUCT | 150 | . | . | . | VARCF-304 | NO
SPIRAL DUCT | 18 | 4.4 | ft | 0 | SPIRAL DUCT | 200 | . | . | . | VARCF-304/305 | NO
SPIRAL DUCT | 18 | 0.9 | ft | 0 | SPIRAL DUCT | 200 | . | . | . | VARCF-304/305 | NO
SPIRAL DUCT | 18 | 3 | ft | 0 | SPIRAL DUCT | 200 | . | . | . | VARCF-304 | NO
SPIRAL DUCT | 18 | 2.5 | ft | 0 | SPIRAL DUCT | 200 | . | . | . | VARCF-302 | NO
SPIRAL DUCT | 18 | 4.9 | ft | 0 | SPIRAL DUCT | 200 | . | . | . | VARCF-304/305 | NO
SPIRAL DUCT | 18 | 1.4 | ft | 0 | SPIRAL DUCT | 250 | . | . | . | VARCF-304/305 | NO
SPIRAL DUCT | 18 | 0.7 | ft | 0 | SPIRAL DUCT | 250 | . | . | . | VARCF-304/305 | NO
SPIRAL DUCT | 18 | 2.6 | ft | 0 | SPIRAL DUCT | 250 | . | . | . | VARCF-302 | NO
SPIRAL DUCT | 18 | 1.5 | ft | 0 | SPIRAL DUCT | 250 | . | . | . | VARCF-304 | NO
SPIRAL DUCT | 18 | 5.8 | ft | 0 | SPIRAL DUCT | 200 | . | . | . | VARCF-302/304 | NO
SPIRAL DUCT | 18 | 5.7 | ft | 0 | SPIRAL DUCT | 150 | . | . | . | VARCF-302 | NO
SPIRAL DUCT | 18 | 4.1 | ft | 0 | SPIRAL DUCT | 150 | . | . | . | VARCF-304 | NO
SPIRAL DUCT | 18 | 0.8 | ft | 0 | SPIRAL DUCT | 200 | . | . | . | VARCF-304/305 | NO
SPIRAL DUCT | 15 | 2 | ft | 0 | SPIRAL DUCT | 150 | . | . | . | VARCF-304 | NO
SPIRAL DUCT | 15 | 4.9 | ft | 0 | SPIRAL DUCT | 150 | . | . | . | VARCF-304/305 | NO
SPIRAL DUCT | 15 | 2.7 | ft | 0 | SPIRAL DUCT | 150 | . | . | . | VARCF-305 | NO
SPIRAL DUCT | 15 | 1.8 | ft | 0 | SPIRAL DUCT | 200 | . | . | . | VARCF-304/305 | NO
SPIRAL DUCT | 15 | 1 | ft | 0 | SPIRAL DUCT | 150 | . | . | . | VARCF-304 | NO
SPIRAL DUCT | 15 | 0.7 | ft | 0 | SPIRAL DUCT | 150 | . | . | . | VARCF-304/305 | NO
SPIRAL DUCT | 15 | 0.8 | ft | 0 | SPIRAL DUCT | 150 | . | . | . | VARCF-305 | NO
SPIRAL DUCT | 15 | 5.7 | ft | 0 | SPIRAL DUCT | 150 | . | . | . | VARCF-304 | NO
SPIRAL DUCT | 15 | 2.6 | ft | 0 | SPIRAL DUCT | 150 | . | . | . | VARCF-304 | NO
SPIRAL DUCT | 15 | 0.5 | ft | 0 | SPIRAL DUCT | 150 | . | . | . | VARCF-304/305 | NO
SPIRAL DUCT | 15 | 2.1 | ft | 0 | SPIRAL DUCT | 150 | . | . | . | VARCF-304/305 | NO
SPIRAL DUCT | 15 | 1 | ft | 0 | SPIRAL DUCT | 150 | . | . | . | VARCF-305 | NO
SPIRAL DUCT | 15 | 1.1 | ft | 0 | SPIRAL DUCT | 200 | . | . | . | VARCF-304/305 | NO
SPIRAL DUCT | 15 | 2.7 | ft | 0 | SPIRAL DUCT | 200 | . | . | . | VARCF-304/305 | NO
SPIRAL DUCT | 15 | 3 | ft | 0 | SPIRAL DUCT | 200 | . | . | . | VARCF-304 | NO
SPIRAL DUCT | 15 | 1 | ft | 0 | SPIRAL DUCT | 200 | . | . | . | VARCF-305 | NO
SPIRAL DUCT | 15 | 5.1 | ft | 0 | SPIRAL DUCT | 200 | . | . | . | VARCF-304/305 | NO
SPIRAL DUCT | 15 | 5 | ft | 0 | SPIRAL DUCT | 150 | . | . | . | VARCF-304/305 | NO
SPIRAL DUCT | 15 | 1.5 | ft | 0 | SPIRAL DUCT | 150 | . | . | . | VARCF-304 | NO
SPIRAL DUCT | 15 | 1.4 | ft | 0 | SPIRAL DUCT | 150 | . | . | . | VARCF-304 | NO
SPIRAL DUCT | 15 | 0.5 | ft | 0 | SPIRAL DUCT | 150 | . | . | . | VARCF-305 | NO
SPIRAL DUCT | 15 | 1.4 | ft | 0 | SPIRAL DUCT | 150 | . | . | . | VARCF-305 | NO
SPIRAL DUCT | 15 | 4.6 | ft | 0 | SPIRAL DUCT | 150 | . | . | . | VARCF-304 | NO
SPIRAL DUCT | 15 | 3.7 | ft | 0 | SPIRAL DUCT | 150 | . | . | . | VARCF-304 | NO
SPIRAL DUCT | 15 | 4.8 | ft | 0 | SPIRAL DUCT | 200 | . | . | . | VARCF-304/305 | NO
SPIRAL DUCT | 15 | 1 | ft | 0 | SPIRAL DUCT | 200 | . | . | . | VARCF-305 | NO
SPIRAL DUCT | 15 | 0.6 | ft | 0 | SPIRAL DUCT | 200 | . | . | . | VARCF-304 | NO
SPIRAL DUCT | 15 | 4.3 | ft | 0 | SPIRAL DUCT | 200 | . | . | . | VARCF-304/305 | NO
SPIRAL DUCT | 15 | 8.8 | ft | 0 | SPIRAL DUCT | 150 | . | . | . | VARCF-305 | NO
SPIRAL DUCT | 15 | 5.3 | ft | 0 | SPIRAL DUCT | 200 | . | . | . | VARCF-304/305 | NO
SPIRAL DUCT | 15 | 6.8 | ft | 0 | SPIRAL DUCT | 150 | . | . | . | VARCF-305 | NO
SPIRAL DUCT | 15 | 1.4 | ft | 0 | SPIRAL DUCT | 150 | . | . | . | VARCF-304 | NO
SPIRAL DUCT | 15 | 5.4 | ft | 0 | SPIRAL DUCT | 200 | . | . | . | VARCF-304/305 | NO
SPIRAL DUCT | 15 | 1.4 | ft | 0 | SPIRAL DUCT | 150 | . | . | . | VARCF-304 | NO
SPIRAL DUCT | 15 | 7.4 | ft | 0 | SPIRAL DUCT | 150 | . | . | . | VARCF-305 | NO
SPIRAL DUCT | 15 | 1.3 | ft | 0 | SPIRAL DUCT | 150 | . | . | . | VARCF-304/305 | NO
SPIRAL DUCT | 15 | 9.6 | ft | 0 | SPIRAL DUCT | 150 | . | . | . | VARCF-305 | NO
SPIRAL DUCT | 15 | 8.2 | ft | 0 | SPIRAL DUCT | 250 | . | . | . | VARCF-304/305 | NO
SPIRAL DUCT | 15 | 5.3 | ft | 0 | SPIRAL DUCT | 200 | . | . | . | VARCF-304/305 | NO
SPIRAL DUCT | 15 | 1.6 | ft | 0 | SPIRAL DUCT | 250 | . | . | . | VARCF-304/305 | NO
SPIRAL DUCT | 15 | 1.5 | ft | 0 | SPIRAL DUCT | 200 | . | . | . | VARCF-304/305 | NO
SPIRAL DUCT | 15 | 1.1 | ft | 0 | SPIRAL DUCT | 200 | . | . | . | VARCF-304/305 | NO
SPIRAL DUCT | 15 | 1.2 | ft | 0 | SPIRAL DUCT | 200 | . | . | . | VARCF-304/305 | NO
SPIRAL DUCT | 15 | 1.2 | ft | 0 | SPIRAL DUCT | 200 | . | . | . | VARCF-304/305 | NO
SPIRAL DUCT | 15 | 1.1 | ft | 0 | SPIRAL DUCT | 200 | . | . | . | VARCF-304/305 | NO
SPIRAL DUCT | 15 | 1.3 | ft | 0 | SPIRAL DUCT | 200 | . | . | . | VARCF-304/305 | NO
SPIRAL DUCT | 15 | 1.1 | ft | 0 | SPIRAL DUCT | 200 | . | . | . | VARCF-304/305 | NO
SPIRAL DUCT | 15 | 2.2 | ft | 0 | SPIRAL DUCT | 200 | . | . | . | VARCF-304/305 | NO
SPIRAL DUCT | 15 | 0.5 | ft | 0 | SPIRAL DUCT | 200 | . | . | . | VARCF-304/305 | NO
SPIRAL DUCT | 15 | 1.6 | ft | 0 | SPIRAL DUCT | 200 | . | . | . | VARCF-305 | NO
SPIRAL DUCT | 15 | 5 | ft | 0 | SPIRAL DUCT | 150 | . | . | . | VARCF-304 | NO
SPIRAL DUCT | 15 | 3.5 | ft | 0 | SPIRAL DUCT | 150 | . | . | . | VARCF-305 | NO
SPIRAL DUCT | 15 | 4.8 | ft | 0 | SPIRAL DUCT | 150 | . | . | . | VARCF-304 | NO
SPIRAL DUCT | 15 | 3.4 | ft | 0 | SPIRAL DUCT | 150 | . | . | . | VARCF-305 | NO
SPIRAL DUCT | 15 | 4.9 | ft | 0 | SPIRAL DUCT | 150 | . | . | . | VARCF-304 | NO
SPIRAL DUCT | 15 | 3.3 | ft | 0 | SPIRAL DUCT | 150 | . | . | . | VARCF-305 | NO
SPIRAL DUCT | 15 | 5.7 | ft | 0 | SPIRAL DUCT | 150 | . | . | . | VARCF-304 | NO
SPIRAL DUCT | 15 | 4.4 | ft | 0 | SPIRAL DUCT | 150 | . | . | . | VARCF-305 | NO
SPIRAL DUCT | 15 | 5.2 | ft | 0 | SPIRAL DUCT | 150 | . | . | . | VARCF-304 | NO
SPIRAL DUCT | 15 | 4.7 | ft | 0 | SPIRAL DUCT | 150 | . | . | . | VARCF-305 | NO
SPIRAL DUCT | 15 | 4.8 | ft | 0 | SPIRAL DUCT | 150 | . | . | . | VARCF-304 | NO
SPIRAL DUCT | 15 | 4 | ft | 0 | SPIRAL DUCT | 150 | . | . | . | VARCF-305 | NO
SPIRAL DUCT | 15 | 6.7 | ft | 0 | SPIRAL DUCT | 150 | . | . | . | VARCF-304 | NO
SPIRAL DUCT | 15 | 2.3 | ft | 0 | SPIRAL DUCT | 150 | . | . | . | VARCF-304 | NO
SPIRAL DUCT | 15 | 1.3 | ft | 0 | SPIRAL DUCT | 150 | . | . | . | VARCF-305 | NO
SPIRAL DUCT | 15 | 6.9 | ft | 0 | SPIRAL DUCT | 200 | . | . | . | VARCF-305 | NO
SPIRAL DUCT | 15 | 6.8 | ft | 0 | SPIRAL DUCT | 200 | . | . | . | VARCF-304 | NO
SPIRAL DUCT | 15 | 2.6 | ft | 0 | SPIRAL DUCT | 150 | . | . | . | VARCF-304/305 | NO
SPIRAL DUCT | 15 | 10.5 | ft | 0 | SPIRAL DUCT | 300 | . | . | . | VARCF-304/305 | NO
SPIRAL DUCT | 15 | 2.7 | ft | 0 | SPIRAL DUCT | 300 | . | . | . | VARCF-304/305 | NO
SPIRAL DUCT | 15 | 10.5 | ft | 0 | SPIRAL DUCT | 300 | . | . | . | VARCF-304/305 | NO
SPIRAL DUCT | 15 | 0.9 | ft | 0 | SPIRAL DUCT | 350 | . | . | . | VARCF-304 | NO
SPIRAL DUCT | 15 | 5.8 | ft | 0 | SPIRAL DUCT | 350 | . | . | . | VARCF-305 | NO
SPIRAL DUCT | 15 | 4.6 | ft | 0 | SPIRAL DUCT | 200 | . | . | . | VARCF-304 | NO
SPIRAL DUCT | 15 | 6.9 | ft | 0 | SPIRAL DUCT | 200 | . | . | . | VARCF-305 | NO
SPIRAL DUCT | 15 | 1.9 | ft | 0 | SPIRAL DUCT | 300 | . | . | . | VARCF-304/305 | NO
SPIRAL DUCT | 15 | 2 | ft | 0 | SPIRAL DUCT | 300 | . | . | . | VARCF-304/305 | NO
SPIRAL DUCT | 15 | 2.3 | ft | 0 | SPIRAL DUCT | 200 | . | . | . | VARCF-304 | NO
SPIRAL DUCT | 15 | 2.1 | ft | 0 | SPIRAL DUCT | 200 | . | . | . | VARCF-305 | NO
SPIRAL DUCT | 15 | 3.3 | ft | 0 | SPIRAL DUCT | 200 | . | . | . | VARCF-304/305 | NO
SPIRAL DUCT | 15 | 3.2 | ft | 0 | SPIRAL DUCT | 200 | . | . | . | VARCF-304/305 | NO
SPIRAL DUCT | 15 | 2.8 | ft | 0 | SPIRAL DUCT | 200 | . | . | . | VARCF-304/305 | NO
SPIRAL DUCT | 15 | 3 | ft | 0 | SPIRAL DUCT | 300 | . | . | . | VARCF-304 | NO
SPIRAL DUCT | 15 | 2 | ft | 0 | SPIRAL DUCT | 300 | . | . | . | VARCF-305 | NO
SPIRAL DUCT | 15 | 2.6 | ft | 0 | SPIRAL DUCT | 300 | . | . | . | VARCF-304/305 | NO
SPIRAL DUCT | 15 | 3.1 | ft | 0 | SPIRAL DUCT | 300 | . | . | . | VARCF-304/305 | NO
SPIRAL DUCT | 15 | 3.4 | ft | 0 | SPIRAL DUCT | 300 | . | . | . | VARCF-304 | NO
SPIRAL DUCT | 15 | 9.2 | ft | 0 | SPIRAL DUCT | 250 | . | . | . | VARCF-304/305 | NO
SPIRAL DUCT | 15 | 1.9 | ft | 0 | SPIRAL DUCT | 250 | . | . | . | VARCF-304/305 | NO
SPIRAL DUCT | 15 | 2.6 | ft | 0 | SPIRAL DUCT | 250 | . | . | . | VARCF-304/305 | NO
SPIRAL DUCT | 15 | 8.2 | ft | 0 | SPIRAL DUCT | 250 | . | . | . | VARCF-304/305 | NO
SPIRAL DUCT | 15 | 7.2 | ft | 0 | SPIRAL DUCT | 150 | . | . | . | VARCF-304 | NO
SPIRAL DUCT | 15 | 4.3 | ft | 0 | SPIRAL DUCT | 150 | . | . | . | VARCF-304 | NO
SPIRAL DUCT | 15 | 2.8 | ft | 0 | SPIRAL DUCT | 150 | . | . | . | VARCF-304/305 | NO
SPIRAL DUCT | 15 | 1 | ft | 0 | SPIRAL DUCT | 300 | . | . | . | VARCF-304 | NO
SPIRAL DUCT | 15 | 1.6 | ft | 0 | SPIRAL DUCT | 300 | . | . | . | VARCF-305 | NO
SPIRAL DUCT | 15 | 2.3 | ft | 0 | SPIRAL DUCT | 250 | . | . | . | VFC-344 | NO
SPIRAL DUCT | 15 | 2.3 | ft | 0 | SPIRAL DUCT | 250 | . | . | . | VFC-344 | NO
SPIRAL DUCT | 15 | 1.2 | ft | 0 | SPIRAL DUCT | 250 | . | . | . | VFC-344 | NO
SPIRAL DUCT | 15 | 1.8 | ft | 0 | SPIRAL DUCT | 250 | . | . | . | VFC-344 | NO
SPIRAL DUCT | 15 | 1.6 | ft | 0 | SPIRAL DUCT | 150 | . | . | . | VARCF-302/304 | NO
SPIRAL DUCT | 15 | 1.5 | ft | 0 | SPIRAL DUCT | 150 | . | . | . | VARCF-304 | NO
SPIRAL DUCT | 15 | 1.5 | ft | 0 | SPIRAL DUCT | 150 | . | . | . | VARCF-302 | NO
SPIRAL DUCT | 15 | 1.3 | ft | 0 | SPIRAL DUCT | 150 | . | . | . | VARCF-302 | NO
SPIRAL DUCT | 15 | 0.4 | ft | 0 | SPIRAL DUCT | 150 | . | . | . | VARCF-304 | NO
SPIRAL DUCT | 15 | 2.2 | ft | 0 | SPIRAL DUCT | 250 | . | . | . | VARCF-304 | NO
SPIRAL DUCT | 15 | 4.9 | ft | 0 | SPIRAL DUCT | 250 | . | . | . | VARCF-302 | NO
SPIRAL DUCT | 15 | 0.8 | ft | 0 | SPIRAL DUCT | 150 | . | . | . | VARCF-302/304 | NO
SPIRAL DUCT | 15 | 0.9 | ft | 0 | SPIRAL DUCT | 150 | . | . | . | VARCF-305 | NO
SPIRAL DUCT | 15 | 2.9 | ft | 0 | SPIRAL DUCT | 150 | . | . | . | VARCF-305 | NO
SPIRAL DUCT | 15 | 1.8 | ft | 0 | SPIRAL DUCT | 250 | . | . | . | VARCF-304/305 | NO
SPIRAL DUCT | 15 | 1.4 | ft | 0 | SPIRAL DUCT | 200 | . | . | . | VARCF-304/305 | NO
SPIRAL DUCT | 15 | 1.4 | ft | 0 | SPIRAL DUCT | 200 | . | . | . | VARCF-304/305 | NO
SPIRAL DUCT | 15 | 1.4 | ft | 0 | SPIRAL DUCT | 200 | . | . | . | VARCF-304/305 | NO
SPIRAL DUCT | 15 | 1.4 | ft | 0 | SPIRAL DUCT | 200 | . | . | . | VARCF-304/305 | NO
SPIRAL DUCT | 15 | 2.6 | ft | 0 | SPIRAL DUCT | 200 | . | . | . | VARCF-304/305 | NO
SPIRAL DUCT | 15 | 2.6 | ft | 0 | SPIRAL DUCT | 200 | . | . | . | VARCF-304/305 | NO
SPIRAL DUCT | 15 | 2.6 | ft | 0 | SPIRAL DUCT | 200 | . | . | . | VARCF-304/305 | NO
SPIRAL DUCT | 15 | 2.6 | ft | 0 | SPIRAL DUCT | 200 | . | . | . | VARCF-304/305 | NO
SPIRAL DUCT | 15 | 1.5 | ft | 0 | SPIRAL DUCT | 200 | . | . | . | VARCF-302/304 | NO
SPIRAL DUCT | 15 | 6.6 | ft | 0 | SPIRAL DUCT | 250 | . | . | . | VARCF-304/305 | NO
SPIRAL DUCT | 15 | 0.8 | ft | 0 | SPIRAL DUCT | 200 | . | . | . | VARCF-302 | NO
SPIRAL DUCT | 15 | 3.2 | ft | 0 | SPIRAL DUCT | 200 | . | . | . | VARCF-304 | NO
SPIRAL DUCT | 15 | 3.6 | ft | 0 | SPIRAL DUCT | 250 | . | . | . | VARCF-302/304 | NO
SPIRAL DUCT | 15 | 1.2 | ft | 0 | SPIRAL DUCT | 200 | . | . | . | VARCF-302/304 | NO
SPIRAL DUCT | 15 | 2.6 | ft | 0 | SPIRAL DUCT | 200 | . | . | . | VARCF-302/304 | NO
SPIRAL DUCT | 15 | 1.4 | ft | 0 | SPIRAL DUCT | 150 | . | . | . | VARCF-302 | NO
SPIRAL DUCT | 15 | 4.4 | ft | 0 | SPIRAL DUCT | 250 | . | . | . | VARCF-305 | NO
SPIRAL DUCT | 15 | 3.8 | ft | 0 | SPIRAL DUCT | 250 | . | . | . | VARCF-304 | NO
SPIRAL DUCT | 15 | 0.7 | ft | 0 | SPIRAL DUCT | 150 | . | . | . | VARCF-305 | NO
SPIRAL DUCT | 15 | 4.6 | ft | 0 | SPIRAL DUCT | 150 | . | . | . | VARCF-302 | NO
SPIRAL DUCT | 15 | 1.8 | ft | 0 | SPIRAL DUCT | 150 | . | STAINLESS STEEL | . | VE-314-VE-0001 | NO
SPIRAL DUCT | 15 | 0.9 | ft | 0 | SPIRAL DUCT | 150 | . | . | . | VARCF-305 | NO
SPIRAL DUCT | 15 | 1.1 | ft | 0 | SPIRAL DUCT | 150 | . | . | . | VARCF-304/305 | NO
SPIRAL DUCT | 15 | 1.8 | ft | 0 | SPIRAL DUCT | 300 | . | . | . | VARCF-304/305 | NO
SPIRAL DUCT | 15 | 1.9 | ft | 0 | SPIRAL DUCT | 300 | . | . | . | VARCF-304/305 | NO
SPIRAL DUCT | 15 | 1.4 | ft | 0 | SPIRAL DUCT | 250 | . | . | . | VARCF-305 | NO
SPIRAL DUCT | 15 | 1.6 | ft | 0 | SPIRAL DUCT | 250 | . | . | . | VARCF-304 | NO
SPIRAL DUCT | 15 | 3.3 | ft | 0 | SPIRAL DUCT | 300 | . | . | . | VARCF-304/305 | NO
SPIRAL DUCT | 15 | 1.9 | ft | 0 | SPIRAL DUCT | 250 | . | . | . | VARCF-305 | NO
SPIRAL DUCT | 15 | 0.9 | ft | 0 | SPIRAL DUCT | 300 | . | . | . | VARCF-305 | NO
SPIRAL DUCT | 16 | 5.7 | ft | 0 | SPIRAL DUCT | 250 | . | . | . | VARCF-302/304 | NO
SPIRAL DUCT | 16 | 1.1 | ft | 0 | SPIRAL DUCT | 250 | . | . | . | VARCF-302/304 | NO
SPIRAL DUCT | 16 | 0.8 | ft | 0 | SPIRAL DUCT | 250 | . | . | . | VARCF-302/304 | NO
SPIRAL DUCT | 16 | 3.3 | ft | 0 | SPIRAL DUCT | 250 | . | . | . | VARCF-302 | NO
SPIRAL DUCT | 16 | 1.3 | ft | 0 | SPIRAL DUCT | 200 | . | . | . | VARCF-302/304 | NO
SPIRAL DUCT | 16 | 6 | ft | 0 | SPIRAL DUCT | 200 | . | . | . | VARCF-302/304 | NO
SPIRAL DUCT | 16 | 0.8 | ft | 0 | SPIRAL DUCT | 200 | . | . | . | VARCF-302/304 | NO
SPIRAL DUCT | 16 | 2.5 | ft | 0 | SPIRAL DUCT | 200 | . | . | . | VARCF-302/304 | NO
SPIRAL DUCT | 16 | 2.7 | ft | 0 | SPIRAL DUCT | 200 | . | . | . | VARCF-302 | NO
SPIRAL DUCT | 16 | 1.8 | ft | 0 | SPIRAL DUCT | 200 | . | . | . | VARCF-304 | NO
SPIRAL DUCT | 16 | 1 | ft | 0 | SPIRAL DUCT | 200 | . | . | . | VARCF-302/304 | NO
SPIRAL DUCT | 16 | 1 | ft | 0 | SPIRAL DUCT | 200 | . | . | . | VARCF-302/304 | NO
SPIRAL DUCT | 16 | 1.2 | ft | 0 | SPIRAL DUCT | 200 | . | . | . | VARCF-304 | NO
SPIRAL DUCT | 16 | 4.2 | ft | 0 | SPIRAL DUCT | 200 | . | . | . | VARCF-302/304 | NO
SPIRAL DUCT | 16 | 5.5 | ft | 0 | SPIRAL DUCT | 200 | . | . | . | VARCF-302 | NO
SPIRAL DUCT | 16 | 1.7 | ft | 0 | SPIRAL DUCT | 200 | . | . | . | VARCF-302 | NO
SPIRAL DUCT | 16 | 2.7 | ft | 0 | SPIRAL DUCT | 250 | . | . | . | VARCF-302/304 | NO
SPIRAL DUCT | 16 | 0.7 | ft | 0 | SPIRAL DUCT | 200 | . | . | . | VARCF-302/304 | NO
SPIRAL DUCT | 16 | 0.7 | ft | 0 | SPIRAL DUCT | 200 | . | . | . | VARCF-302/304 | NO
SPIRAL DUCT | 16 | 3.8 | ft | 0 | SPIRAL DUCT | 200 | . | . | . | VARCF-304 | NO
SPIRAL DUCT | 16 | 4.4 | ft | 0 | SPIRAL DUCT | 200 | . | . | . | VARCF-302 | NO
SPIRAL DUCT | 16 | 4.6 | ft | 0 | SPIRAL DUCT | 200 | . | . | . | VARCF-302/304 | NO
SPIRAL DUCT | 16 | 4.2 | ft | 0 | SPIRAL DUCT | 200 | . | . | . | VARCF-302 | NO
SPIRAL DUCT | 16 | 0.6 | ft | 0 | SPIRAL DUCT | 200 | . | . | . | VARCF-304 | NO
SPIRAL DUCT | 16 | 6.3 | ft | 0 | SPIRAL DUCT | 250 | . | . | . | VARCF-302/304 | NO
SPIRAL DUCT | 16 | 6.1 | ft | 0 | SPIRAL DUCT | 250 | . | . | . | VARCF-302/304 | NO
SPIRAL DUCT | 16 | 5.5 | ft | 0 | SPIRAL DUCT | 250 | . | . | . | VARCF-302/304 | NO
SPIRAL DUCT | 16 | 5.8 | ft | 0 | SPIRAL DUCT | 250 | . | . | . | VARCF-302/304 | NO
SPIRAL DUCT | 16 | 5.8 | ft | 0 | SPIRAL DUCT | 250 | . | . | . | VARCF-302/304 | NO
SPIRAL DUCT | 16 | 5.2 | ft | 0 | SPIRAL DUCT | 250 | . | . | . | VARCF-302/304 | NO
SPIRAL DUCT | 16 | 5.6 | ft | 0 | SPIRAL DUCT | 250 | . | . | . | VARCF-302/304 | NO
SPIRAL DUCT | 16 | 5.6 | ft | 0 | SPIRAL DUCT | 250 | . | . | . | VARCF-302/304 | NO
SPIRAL DUCT | 16 | 5.2 | ft | 0 | SPIRAL DUCT | 250 | . | . | . | VARCF-302/304 | NO
SPIRAL DUCT | 16 | 5.8 | ft | 0 | SPIRAL DUCT | 250 | . | . | . | VARCF-302/304 | NO
SPIRAL DUCT | 16 | 6.3 | ft | 0 | SPIRAL DUCT | 250 | . | . | . | VARCF-302/304 | NO
SPIRAL DUCT | 16 | 1.6 | ft | 0 | SPIRAL DUCT | 250 | . | . | . | VARCF-302/304 | NO
SPIRAL DUCT | 16 | 0.7 | ft | 0 | SPIRAL DUCT | 250 | . | . | . | VARCF-304 | NO
SPIRAL DUCT | 16 | 3.1 | ft | 0 | SPIRAL DUCT | 150 | . | . | . | VARCF-304 | NO
SPIRAL DUCT | 16 | 3.1 | ft | 0 | SPIRAL DUCT | 150 | . | . | . | VARCF-304 | NO
SPIRAL DUCT | 16 | 1 | ft | 0 | SPIRAL DUCT | 150 | . | . | . | VARCF-302 | NO
SPIRAL DUCT | 16 | 0.9 | ft | 0 | SPIRAL DUCT | 150 | . | . | . | VARCF-304 | NO
SPIRAL DUCT | 16 | 3.1 | ft | 0 | SPIRAL DUCT | 150 | . | . | . | VARCF-302 | NO
SPIRAL DUCT | 16 | 0.8 | ft | 0 | SPIRAL DUCT | 150 | . | . | . | VARCF-302 | NO
SPIRAL DUCT | 16 | 2.7 | ft | 0 | SPIRAL DUCT | 150 | . | . | . | VARCF-302 | NO
SPIRAL DUCT | 16 | 1.5 | ft | 0 | SPIRAL DUCT | 150 | . | . | . | VARCF-304 | NO
SPIRAL DUCT | 16 | 0.8 | ft | 0 | SPIRAL DUCT | 150 | . | . | . | VARCF-304 | NO
SPIRAL DUCT | 16 | 5.9 | ft | 0 | SPIRAL DUCT | 200 | . | . | . | VARCF-304 | NO
SPIRAL DUCT | 16 | 1.3 | ft | 0 | SPIRAL DUCT | 150 | . | . | . | VARCF-304 | NO
SPIRAL DUCT | 16 | 3.9 | ft | 0 | SPIRAL DUCT | 150 | . | . | . | VARCF-302 | NO
SPIRAL DUCT | 16 | 0.7 | ft | 0 | SPIRAL DUCT | 200 | . | . | . | VARCF-302/304 | NO
SPIRAL DUCT | 16 | 2.5 | ft | 0 | SPIRAL DUCT | 150 | . | . | . | VARCF-304 | NO
SPIRAL DUCT | 16 | 3.1 | ft | 0 | SPIRAL DUCT | 150 | . | . | . | VARCF-302 | NO
SPIRAL DUCT | 16 | 2.7 | ft | 0 | SPIRAL DUCT | 150 | . | . | . | VARCF-302 | NO
SPIRAL DUCT | 16 | 2.8 | ft | 0 | SPIRAL DUCT | 150 | . | . | . | VARCF-304 | NO
SPIRAL DUCT | 16 | 2.9 | ft | 0 | SPIRAL DUCT | 150 | . | . | . | VARCF-304 | NO
SPIRAL DUCT | 16 | 2.6 | ft | 0 | SPIRAL DUCT | 150 | . | . | . | VARCF-302 | NO
SPIRAL DUCT | 16 | 3 | ft | 0 | SPIRAL DUCT | 150 | . | . | . | VARCF-304 | NO
SPIRAL DUCT | 16 | 2.6 | ft | 0 | SPIRAL DUCT | 150 | . | . | . | VARCF-302 | NO
SPIRAL DUCT | 16 | 2.7 | ft | 0 | SPIRAL DUCT | 150 | . | . | . | VARCF-302 | NO
SPIRAL DUCT | 16 | 2.9 | ft | 0 | SPIRAL DUCT | 150 | . | . | . | VARCF-304 | NO
SPIRAL DUCT | 16 | 3 | ft | 0 | SPIRAL DUCT | 150 | . | . | . | VARCF-304 | NO
SPIRAL DUCT | 16 | 2.7 | ft | 0 | SPIRAL DUCT | 150 | . | . | . | VARCF-302 | NO
SPIRAL DUCT | 16 | 2.9 | ft | 0 | SPIRAL DUCT | 150 | . | . | . | VARCF-304 | NO
SPIRAL DUCT | 16 | 2.7 | ft | 0 | SPIRAL DUCT | 150 | . | . | . | VARCF-302 | NO
SPIRAL DUCT | 16 | 2.9 | ft | 0 | SPIRAL DUCT | 150 | . | . | . | VARCF-302 | NO
SPIRAL DUCT | 16 | 3 | ft | 0 | SPIRAL DUCT | 150 | . | . | . | VARCF-304 | NO
SPIRAL DUCT | 16 | 2.9 | ft | 0 | SPIRAL DUCT | 150 | . | . | . | VARCF-304 | NO
SPIRAL DUCT | 16 | 2.8 | ft | 0 | SPIRAL DUCT | 150 | . | . | . | VARCF-302 | NO
SPIRAL DUCT | 16 | 2.2 | ft | 0 | SPIRAL DUCT | 150 | . | . | . | VARCF-302 | NO
SPIRAL DUCT | 16 | 1.1 | ft | 0 | SPIRAL DUCT | 350 | . | . | . | VARCF-304 | NO
SPIRAL DUCT | 16 | 0.7 | ft | 0 | SPIRAL DUCT | 300 | . | . | . | VARCF-302/304 | NO
SPIRAL DUCT | 16 | 0.8 | ft | 0 | SPIRAL DUCT | 300 | . | . | . | VARCF-302/304 | NO
SPIRAL DUCT | 16 | 4.2 | ft | 0 | SPIRAL DUCT | 300 | . | . | . | VARCF-302/304 | NO
SPIRAL DUCT | 16 | 0.5 | ft | 0 | SPIRAL DUCT | 300 | . | . | . | VARCF-302/304 | NO
SPIRAL DUCT | 16 | 2.4 | ft | 0 | SPIRAL DUCT | 200 | . | . | . | VARCF-302/304 | NO
SPIRAL DUCT | 16 | 0.6 | ft | 0 | SPIRAL DUCT | 200 | . | . | . | VARCF-302/304 | NO
SPIRAL DUCT | 16 | 2.4 | ft | 0 | SPIRAL DUCT | 200 | . | . | . | VARCF-302/304 | NO
SPIRAL DUCT | 16 | 8.3 | ft | 0 | SPIRAL DUCT | 200 | . | . | . | VARCF-302/304 | NO
SPIRAL DUCT | 16 | 8.4 | ft | 0 | SPIRAL DUCT | 200 | . | . | . | VARCF-302/304 | NO
SPIRAL DUCT | 16 | 2.4 | ft | 0 | SPIRAL DUCT | 200 | . | . | . | VARCF-302/304 | NO
SPIRAL DUCT | 16 | 8.4 | ft | 0 | SPIRAL DUCT | 200 | . | . | . | VARCF-302/304 | NO
SPIRAL DUCT | 16 | 2.7 | ft | 0 | SPIRAL DUCT | 200 | . | . | . | VARCF-302/304 | NO
SPIRAL DUCT | 16 | 8.4 | ft | 0 | SPIRAL DUCT | 200 | . | . | . | VARCF-302/304 | NO
SPIRAL DUCT | 16 | 2.5 | ft | 0 | SPIRAL DUCT | 200 | . | . | . | VARCF-302/304 | NO
SPIRAL DUCT | 16 | 1 | ft | 0 | SPIRAL DUCT | 200 | . | . | . | VARCF-302/304 | NO
SPIRAL DUCT | 16 | 2.1 | ft | 0 | SPIRAL DUCT | 200 | . | . | . | VARCF-302/304 | NO
SPIRAL DUCT | 16 | 1.3 | ft | 0 | SPIRAL DUCT | 200 | . | . | . | VARCF-302/304 | NO
SPIRAL DUCT | 16 | 0.9 | ft | 0 | SPIRAL DUCT | 200 | . | . | . | VARCF-302/304 | NO
SPIRAL DUCT | 16 | 8 | ft | 0 | SPIRAL DUCT | 200 | . | . | . | VARCF-302/304 | NO
SPIRAL DUCT | 16 | 2.3 | ft | 0 | SPIRAL DUCT | 200 | . | . | . | VARCF-302/304 | NO
SPIRAL DUCT | 16 | 7.8 | ft | 0 | SPIRAL DUCT | 200 | . | . | . | VARCF-302/304 | NO
SPIRAL DUCT | 16 | 2.3 | ft | 0 | SPIRAL DUCT | 200 | . | . | . | VARCF-302/304 | NO
SPIRAL DUCT | 16 | 11.3 | ft | 0 | SPIRAL DUCT | 350 | . | . | . | VARCF-304 | NO
SPIRAL DUCT | 16 | 2.7 | ft | 0 | SPIRAL DUCT | 350 | . | . | . | VARCF-302 | NO
SPIRAL DUCT | 16 | 5.8 | ft | 0 | SPIRAL DUCT | 350 | . | . | . | VARCF-304 | NO
SPIRAL DUCT | 16 | 2.8 | ft | 0 | SPIRAL DUCT | 350 | . | . | . | VARCF-302 | NO
SPIRAL DUCT | 16 | 5.8 | ft | 0 | SPIRAL DUCT | 350 | . | . | . | VARCF-304 | NO
SPIRAL DUCT | 16 | 2.8 | ft | 0 | SPIRAL DUCT | 350 | . | . | . | VARCF-302 | NO
SPIRAL DUCT | 16 | 3.3 | ft | 0 | SPIRAL DUCT | 350 | . | . | . | VARCF-302/304 | NO
SPIRAL DUCT | 16 | 2.7 | ft | 0 | SPIRAL DUCT | 300 | . | . | . | VARCF-302/304 | NO
SPIRAL DUCT | 16 | 5 | ft | 0 | SPIRAL DUCT | 300 | . | . | . | VARCF-302/304 | NO
SPIRAL DUCT | 16 | 8.1 | ft | 0 | SPIRAL DUCT | 200 | . | . | . | VARCF-302 | NO
SPIRAL DUCT | 16 | 5 | ft | 0 | SPIRAL DUCT | 200 | . | . | . | VARCF-304 | NO
SPIRAL DUCT | 16 | 4.2 | ft | 0 | SPIRAL DUCT | 200 | . | . | . | VARCF-302 | NO
SPIRAL DUCT | 16 | 4.5 | ft | 0 | SPIRAL DUCT | 200 | . | . | . | VARCF-304 | NO
SPIRAL DUCT | 16 | 1.7 | ft | 0 | SPIRAL DUCT | 250 | . | . | . | VARCF-304 | NO
SPIRAL DUCT | 16 | 7 | ft | 0 | SPIRAL DUCT | 250 | . | . | . | VARCF-302 | NO
SPIRAL DUCT | 16 | 2.4 | ft | 0 | SPIRAL DUCT | 200 | . | . | . | VARCF-302/304 | NO
SPIRAL DUCT | 16 | 5.6 | ft | 0 | SPIRAL DUCT | 150 | . | . | . | VARCF-302 | NO
SPIRAL DUCT | 16 | 1.4 | ft | 0 | SPIRAL DUCT | 350 | . | . | . | VARCF-302/304 | NO
SPIRAL DUCT | 16 | 2.1 | ft | 0 | SPIRAL DUCT | 350 | . | . | . | VARCF-302/304 | NO
SPIRAL DUCT | 16 | 6.4 | ft | 0 | SPIRAL DUCT | 150 | . | . | . | VARCF-302/304 | NO
SPIRAL DUCT | 16 | 3.3 | ft | 0 | SPIRAL DUCT | 200 | . | . | . | VARCF-302 | NO
SPIRAL DUCT | 16 | 2.3 | ft | 0 | SPIRAL DUCT | 200 | . | . | . | VARCF-302 | NO
SPIRAL DUCT | 16 | 3.8 | ft | 0 | SPIRAL DUCT | 300 | . | . | . | VACF-301 | NO
SPIRAL DUCT | 16 | 1.7 | ft | 0 | SPIRAL DUCT | 150 | . | . | . | VARCF-304 | NO
SPIRAL DUCT | 12 | 6.5 | ft | 0 | SPIRAL DUCT | 150 | . | . | . | VARCF-305 | NO
SPIRAL DUCT | 12 | 7.7 | ft | 0 | SPIRAL DUCT | 150 | . | . | . | VARCF-304 | NO
SPIRAL DUCT | 12 | 5.5 | ft | 0 | SPIRAL DUCT | 250 | . | . | . | VARCF-304 | NO
SPIRAL DUCT | 12 | 4.7 | ft | 0 | SPIRAL DUCT | 200 | . | . | . | VARCF-304 | NO
SPIRAL DUCT | 12 | 5.5 | ft | 0 | SPIRAL DUCT | 150 | . | . | . | VARCF-305 | NO
SPIRAL DUCT | 12 | 7.4 | ft | 0 | SPIRAL DUCT | 150 | . | . | . | VARCF-304 | NO
SPIRAL DUCT | 12 | 3 | ft | 0 | SPIRAL DUCT | 150 | . | . | . | VARCF-304 | NO
SPIRAL DUCT | 12 | 5.5 | ft | 0 | SPIRAL DUCT | 150 | . | . | . | VARCF-305 | NO
SPIRAL DUCT | 12 | 7.4 | ft | 0 | SPIRAL DUCT | 150 | . | . | . | VARCF-304 | NO
SPIRAL DUCT | 12 | 5.4 | ft | 0 | SPIRAL DUCT | 300 | . | . | . | VARCF-305 | NO
SPIRAL DUCT | 12 | 7.4 | ft | 0 | SPIRAL DUCT | 300 | . | . | . | VARCF-304 | NO
SPIRAL DUCT | 12 | 5 | ft | 0 | SPIRAL DUCT | 200 | . | . | . | VARCF-304 | NO
SPIRAL DUCT | 12 | 4.6 | ft | 0 | SPIRAL DUCT | 200 | . | . | . | VARCF-304 | NO
SPIRAL DUCT | 12 | 4.8 | ft | 0 | SPIRAL DUCT | 200 | . | . | . | VARCF-304 | NO
SPIRAL DUCT | 12 | 4.5 | ft | 0 | SPIRAL DUCT | 200 | . | . | . | VARCF-304 | NO
SPIRAL DUCT | 12 | 5.1 | ft | 0 | SPIRAL DUCT | 200 | . | . | . | VARCF-304 | NO
SPIRAL DUCT | 12 | 5.8 | ft | 0 | SPIRAL DUCT | 150 | . | . | . | VARCF-305 | NO
SPIRAL DUCT | 12 | 7 | ft | 0 | SPIRAL DUCT | 150 | . | . | . | VARCF-304 | NO
SPIRAL DUCT | 12 | 5.8 | ft | 0 | SPIRAL DUCT | 150 | . | . | . | VARCF-305 | NO
SPIRAL DUCT | 12 | 7 | ft | 0 | SPIRAL DUCT | 150 | . | . | . | VARCF-304 | NO
SPIRAL DUCT | 12 | 5.4 | ft | 0 | SPIRAL DUCT | 150 | . | . | . | VARCF-305 | NO
SPIRAL DUCT | 12 | 7.4 | ft | 0 | SPIRAL DUCT | 150 | . | . | . | VARCF-304 | NO
SPIRAL DUCT | 12 | 4.3 | ft | 0 | SPIRAL DUCT | 250 | . | . | . | VARCF-304 | NO
SPIRAL DUCT | 12 | 6 | ft | 0 | SPIRAL DUCT | 150 | . | . | . | VARCF-305 | NO
SPIRAL DUCT | 12 | 5.3 | ft | 0 | SPIRAL DUCT | 150 | . | . | . | VARCF-304 | NO
SPIRAL DUCT | 12 | 9.6 | ft | 0 | SPIRAL DUCT | 300 | . | . | . | VARCF-304/305 | NO
SPIRAL DUCT | 12 | 6.9 | ft | 0 | SPIRAL DUCT | 300 | . | . | . | VARCF-304/305 | NO
SPIRAL DUCT | 12 | 1 | ft | 0 | SPIRAL DUCT | 250 | . | . | . | VARCF-305 | NO
SPIRAL DUCT | 12 | 1.6 | ft | 0 | SPIRAL DUCT | 250 | . | . | . | VARCF-304 | NO
SPIRAL DUCT | 12 | 2.4 | ft | 0 | SPIRAL DUCT | 250 | . | . | . | VARCF-305 | NO
SPIRAL DUCT | 12 | 1.8 | ft | 0 | SPIRAL DUCT | 150 | . | . | . | VARCF-302/304 | NO
SPIRAL DUCT | 12 | 1.8 | ft | 0 | SPIRAL DUCT | 150 | . | . | . | VARCF-302/304 | NO
SPIRAL DUCT | 12 | 1.8 | ft | 0 | SPIRAL DUCT | 150 | . | . | . | VARCF-302/304 | NO
SPIRAL DUCT | 12 | 1.8 | ft | 0 | SPIRAL DUCT | 150 | . | . | . | VARCF-302/304 | NO
SPIRAL DUCT | 12 | 14.7 | ft | 0 | SPIRAL DUCT | 200 | . | . | . | VARCF-305 | NO
SPIRAL DUCT | 12 | 1.1 | ft | 0 | SPIRAL DUCT | 300 | . | . | . | VARCF-304/305 | NO
SPIRAL DUCT | 12 | 1.5 | ft | 0 | SPIRAL DUCT | 200 | . | . | . | VARCF-304 | NO
SPIRAL DUCT | 12 | 0.8 | ft | 0 | SPIRAL DUCT | 300 | . | . | . | VARCF-304/305 | NO
SPIRAL DUCT | 12 | 5.3 | ft | 0 | SPIRAL DUCT | 300 | . | . | . | VARCF-304/305 | NO
SPIRAL DUCT | 12 | 4.9 | ft | 0 | SPIRAL DUCT | 300 | . | . | . | VARCF-304/305 | NO
SPIRAL DUCT | 12 | 5.5 | ft | 0 | SPIRAL DUCT | 350 | . | . | . | VARCF-304 | NO
SPIRAL DUCT | 12 | 3.2 | ft | 0 | SPIRAL DUCT | 350 | . | . | . | VARCF-305 | NO
SPIRAL DUCT | 12 | 1.7 | ft | 0 | SPIRAL DUCT | 250 | . | . | . | VARCF-304 | NO
SPIRAL DUCT | 12 | 1.6 | ft | 0 | SPIRAL DUCT | 250 | . | . | . | VARCF-304 | NO
SPIRAL DUCT | 12 | 1.8 | ft | 0 | SPIRAL DUCT | 350 | . | . | . | VARCF-305 | NO
SPIRAL DUCT | 12 | 3.2 | ft | 0 | SPIRAL DUCT | 350 | . | . | . | VARCF-304 | NO
SPIRAL DUCT | 12 | 3 | ft | 0 | SPIRAL DUCT | 300 | . | . | . | VARCF-304/305 | NO
SPIRAL DUCT | 12 | 2.9 | ft | 0 | SPIRAL DUCT | 300 | . | . | . | VARCF-304/305 | NO
SPIRAL DUCT | 12 | 11.4 | ft | 0 | SPIRAL DUCT | 300 | . | . | . | VARCF-304/305 | NO
SPIRAL DUCT | 12 | 10.2 | ft | 0 | SPIRAL DUCT | 300 | . | . | . | VARCF-304/305 | NO
SPIRAL DUCT | 12 | 5.8 | ft | 0 | SPIRAL DUCT | 300 | . | . | . | VARCF-304/305 | NO
SPIRAL DUCT | 12 | 1 | ft | 0 | SPIRAL DUCT | 300 | . | . | . | VARCF-304/305 | NO
SPIRAL DUCT | 12 | 1.8 | ft | 0 | SPIRAL DUCT | 250 | . | . | . | VARCF-305 | NO
SPIRAL DUCT | 12 | 1.2 | ft | 0 | SPIRAL DUCT | 250 | . | . | . | VARCF-304 | NO
SPIRAL DUCT | 12 | 4.2 | ft | 0 | SPIRAL DUCT | 250 | . | . | . | VARCF-305 | NO
SPIRAL DUCT | 12 | 2.9 | ft | 0 | SPIRAL DUCT | 250 | . | . | . | VARCF-304 | NO
SPIRAL DUCT | 12 | 5.9 | ft | 0 | SPIRAL DUCT | 250 | . | . | . | VARCF-304/305 | NO
SPIRAL DUCT | 12 | 3.9 | ft | 0 | SPIRAL DUCT | 250 | . | . | . | VARCF-304/305 | NO
SPIRAL DUCT | 12 | 9.4 | ft | 0 | SPIRAL DUCT | 150 | . | . | . | VARCF-304 | NO
SPIRAL DUCT | 12 | 10.7 | ft | 0 | SPIRAL DUCT | 300 | . | . | . | VARCF-305 | NO
SPIRAL DUCT | 12 | 1.6 | ft | 0 | SPIRAL DUCT | 150 | . | . | . | VARCF-304/305 | NO
SPIRAL DUCT | 12 | 0.8 | ft | 0 | SPIRAL DUCT | 300 | . | . | . | VARCF-304/305 | NO
SPIRAL DUCT | 12 | 7.5 | ft | 0 | SPIRAL DUCT | 300 | . | . | . | VARCF-304/305 | NO
SPIRAL DUCT | 12 | 7.5 | ft | 0 | SPIRAL DUCT | 300 | . | . | . | VARCF-304/305 | NO
SPIRAL DUCT | 12 | 0.8 | ft | 0 | SPIRAL DUCT | 300 | . | . | . | VARCF-304/305 | NO
SPIRAL DUCT | 12 | 2.3 | ft | 0 | SPIRAL DUCT | 300 | . | . | . | VARCF-304/305 | NO
SPIRAL DUCT | 12 | 2.3 | ft | 0 | SPIRAL DUCT | 300 | . | . | . | VARCF-304/305 | NO
SPIRAL DUCT | 12 | 2.3 | ft | 0 | SPIRAL DUCT | 300 | . | . | . | VARCF-304/305 | NO
SPIRAL DUCT | 12 | 2.3 | ft | 0 | SPIRAL DUCT | 300 | . | . | . | VARCF-304/305 | NO
SPIRAL DUCT | 12 | 1 | ft | 0 | SPIRAL DUCT | 350 | . | . | . | VARCF-305 | NO
SPIRAL DUCT | 12 | 4.1 | ft | 0 | SPIRAL DUCT | 350 | . | . | . | VARCF-304 | NO
SPIRAL DUCT | 12 | 5 | ft | 0 | SPIRAL DUCT | 200 | . | . | . | VARCF-304 | NO
SPIRAL DUCT | 12 | 5.4 | ft | 0 | SPIRAL DUCT | 150 | . | . | . | VARCF-305 | NO
SPIRAL DUCT | 12 | 1.2 | ft | 0 | SPIRAL DUCT | 150 | . | . | . | VARCF-304 | NO
SPIRAL DUCT | 12 | 6.2 | ft | 0 | SPIRAL DUCT | 150 | . | . | . | VARCF-305 | NO
SPIRAL DUCT | 12 | 1.4 | ft | 0 | SPIRAL DUCT | 150 | . | . | . | VARCF-304 | NO
SPIRAL DUCT | 12 | 5.4 | ft | 0 | SPIRAL DUCT | 200 | . | . | . | VARCF-304 | NO
SPIRAL DUCT | 12 | 10.1 | ft | 0 | SPIRAL DUCT | 150 | . | . | . | VARCF-305 | NO
SPIRAL DUCT | 12 | 8.6 | ft | 0 | SPIRAL DUCT | 150 | . | . | . | VARCF-305 | NO
SPIRAL DUCT | 12 | 1.4 | ft | 0 | SPIRAL DUCT | 150 | . | . | . | VARCF-304 | NO
SPIRAL DUCT | 12 | 0.6 | ft | 0 | SPIRAL DUCT | 150 | . | . | . | VARCF-304 | NO
SPIRAL DUCT | 12 | 5.8 | ft | 0 | SPIRAL DUCT | 200 | . | . | . | VARCF-304 | NO
SPIRAL DUCT | 12 | 4.7 | ft | 0 | SPIRAL DUCT | 200 | . | . | . | VARCF-304 | NO
SPIRAL DUCT | 12 | 3.6 | ft | 0 | SPIRAL DUCT | 150 | . | . | . | VARCF-304 | NO
SPIRAL DUCT | 12 | 5.9 | ft | 0 | SPIRAL DUCT | 300 | . | . | . | VARCF-304/305 | NO
SPIRAL DUCT | 12 | 1 | ft | 0 | SPIRAL DUCT | 150 | . | . | . | VARCF-305 | NO
SPIRAL DUCT | 12 | 0.8 | ft | 0 | SPIRAL DUCT | 200 | . | . | . | VARCF-304 | NO
SPIRAL DUCT | 12 | 1.4 | ft | 0 | SPIRAL DUCT | 150 | . | . | . | VARCF-305 | NO
SPIRAL DUCT | 12 | 5.4 | ft | 0 | SPIRAL DUCT | 150 | . | . | . | VARCF-304/305 | NO
SPIRAL DUCT | 12 | 5.4 | ft | 0 | SPIRAL DUCT | 150 | . | . | . | VARCF-304/305 | NO
SPIRAL DUCT | 12 | 6 | ft | 0 | SPIRAL DUCT | 150 | . | . | . | VARCF-304/305 | NO
SPIRAL DUCT | 12 | 5.1 | ft | 0 | SPIRAL DUCT | 250 | . | . | . | VARCF-304 | NO
SPIRAL DUCT | 12 | 5.8 | ft | 0 | SPIRAL DUCT | 250 | . | . | . | VARCF-304 | NO
SPIRAL DUCT | 12 | 6.4 | ft | 0 | SPIRAL DUCT | 250 | . | . | . | VARCF-304 | NO
SPIRAL DUCT | 12 | 5 | ft | 0 | SPIRAL DUCT | 250 | . | . | . | VARCF-304 | NO
SPIRAL DUCT | 12 | 0.8 | ft | 0 | SPIRAL DUCT | 150 | . | . | . | VARCF-305 | NO
SPIRAL DUCT | 12 | 7.3 | ft | 0 | SPIRAL DUCT | 150 | . | . | . | VARCF-304 | NO
SPIRAL DUCT | 12 | 2.8 | ft | 0 | SPIRAL DUCT | 250 | . | . | . | VARCF-304 | NO
SPIRAL DUCT | 12 | 2.6 | ft | 0 | SPIRAL DUCT | 200 | . | . | . | VARCF-304 | NO
SPIRAL DUCT | 12 | 2.6 | ft | 0 | SPIRAL DUCT | 150 | . | . | . | VARCF-304 | NO
SPIRAL DUCT | 12 | 2.6 | ft | 0 | SPIRAL DUCT | 150 | . | . | . | VARCF-304 | NO
SPIRAL DUCT | 12 | 1.4 | ft | 0 | SPIRAL DUCT | 150 | . | . | . | VARCF-305 | NO
SPIRAL DUCT | 12 | 1.4 | ft | 0 | SPIRAL DUCT | 150 | . | . | . | VARCF-305 | NO
SPIRAL DUCT | 12 | 0.6 | ft | 0 | SPIRAL DUCT | 200 | . | . | . | VARCF-305 | NO
SPIRAL DUCT | 12 | 0.8 | ft | 0 | SPIRAL DUCT | 250 | . | . | . | VARCF-305 | NO
SPIRAL DUCT | 12 | 9 | ft | 0 | SPIRAL DUCT | 150 | . | . | . | VARCF-305 | NO
SPIRAL DUCT | 12 | 6 | ft | 0 | SPIRAL DUCT | 250 | . | . | . | VARCF-304 | NO
SPIRAL DUCT | 12 | 2.3 | ft | 0 | SPIRAL DUCT | 200 | . | . | . | VARCF-304/305 | NO
SPIRAL DUCT | 12 | 1.1 | ft | 0 | SPIRAL DUCT | 200 | . | . | . | VARCF-304/305 | NO
SPIRAL DUCT | 12 | 2 | ft | 0 | SPIRAL DUCT | 200 | . | . | . | VARCF-304/305 | NO
SPIRAL DUCT | 12 | 4 | ft | 0 | SPIRAL DUCT | 200 | . | . | . | VARCF-304/305 | NO
SPIRAL DUCT | 12 | 2.8 | ft | 0 | SPIRAL DUCT | 200 | . | . | . | VARCF-304 | NO
SPIRAL DUCT | 12 | 1.2 | ft | 0 | SPIRAL DUCT | 200 | . | . | . | VARCF-305 | NO
SPIRAL DUCT | 12 | 0.8 | ft | 0 | SPIRAL DUCT | 200 | . | . | . | VARCF-304 | NO
SPIRAL DUCT | 12 | 0.8 | ft | 0 | SPIRAL DUCT | 200 | . | . | . | VARCF-304 | NO
SPIRAL DUCT | 12 | 0.5 | ft | 0 | SPIRAL DUCT | 250 | . | . | . | VARCF-304 | NO
SPIRAL DUCT | 12 | 4.4 | ft | 0 | SPIRAL DUCT | 250 | . | . | . | VARCF-305 | NO
SPIRAL DUCT | 12 | 0.5 | ft | 0 | SPIRAL DUCT | 200 | . | . | . | VARCF-304 | NO
SPIRAL DUCT | 12 | 1 | ft | 0 | SPIRAL DUCT | 200 | . | . | . | VARCF-304 | NO
SPIRAL DUCT | 12 | 1 | ft | 0 | SPIRAL DUCT | 200 | . | . | . | VARCF-304 | NO
SPIRAL DUCT | 12 | 1.1 | ft | 0 | SPIRAL DUCT | 200 | . | . | . | VARCF-304 | NO
SPIRAL DUCT | 12 | 0.9 | ft | 0 | SPIRAL DUCT | 250 | . | . | . | VARCF-302/304 | NO
SPIRAL DUCT | 12 | 0.9 | ft | 0 | SPIRAL DUCT | 250 | . | . | . | VARCF-302/304 | NO
SPIRAL DUCT | 12 | 0.6 | ft | 0 | SPIRAL DUCT | 250 | . | . | . | VARCF-302/304 | NO
SPIRAL DUCT | 12 | 0.5 | ft | 0 | SPIRAL DUCT | 250 | . | . | . | VARCF-302/304 | NO
SPIRAL DUCT | 12 | 7 | ft | 0 | SPIRAL DUCT | 200 | . | . | . | VARCF-302/304 | NO
SPIRAL DUCT | 12 | 3.1 | ft | 0 | SPIRAL DUCT | 200 | . | . | . | VARCF-302/304 | NO
SPIRAL DUCT | 12 | 1.4 | ft | 0 | SPIRAL DUCT | 200 | . | . | . | VARCF-302/304 | NO
SPIRAL DUCT | 12 | 2.3 | ft | 0 | SPIRAL DUCT | 200 | . | . | . | VARCF-302 | NO
SPIRAL DUCT | 12 | 1.5 | ft | 0 | SPIRAL DUCT | 150 | . | . | . | VARCF-304 | NO
SPIRAL DUCT | 12 | 1.1 | ft | 0 | SPIRAL DUCT | 200 | . | . | . | VARCF-304 | NO
SPIRAL DUCT | 12 | 3.2 | ft | 0 | SPIRAL DUCT | 150 | . | . | . | VARCF-302 | NO
SPIRAL DUCT | 12 | 2.4 | ft | 0 | SPIRAL DUCT | 150 | . | . | . | VARCF-304 | NO
SPIRAL DUCT | 12 | 1.5 | ft | 0 | SPIRAL DUCT | 150 | . | STAINLESS STEEL | . | VE-314-VE-0001 | NO
SPIRAL DUCT | 12 | 1.6 | ft | 0 | SPIRAL DUCT | 250 | . | . | . | VFC-345 | NO
SPIRAL DUCT | 12 | 1.6 | ft | 0 | SPIRAL DUCT | 250 | . | . | . | VFC-345 | NO
SPIRAL DUCT | 12 | 0.7 | ft | 0 | SPIRAL DUCT | 250 | . | . | . | VFC-345 | NO
SPIRAL DUCT | 12 | 3.9 | ft | 0 | SPIRAL DUCT | 200 | . | . | . | VARCF-302/304 | NO
SPIRAL DUCT | 12 | 3.9 | ft | 0 | SPIRAL DUCT | 200 | . | . | . | VARCF-302/304 | NO
SPIRAL DUCT | 12 | 0.9 | ft | 0 | SPIRAL DUCT | 150 | . | . | . | VARCF-302/304 | NO
SPIRAL DUCT | 12 | 0.9 | ft | 0 | SPIRAL DUCT | 150 | . | . | . | VARCF-302/304 | NO
SPIRAL DUCT | 12 | 0.9 | ft | 0 | SPIRAL DUCT | 250 | . | . | . | VARCF-302/304 | NO
SPIRAL DUCT | 12 | 6.8 | ft | 0 | SPIRAL DUCT | 250 | . | . | . | VARCF-302/304 | NO
SPIRAL DUCT | 12 | 1.1 | ft | 0 | SPIRAL DUCT | 200 | . | . | . | VARCF-304 | NO
SPIRAL DUCT | 12 | 6.8 | ft | 0 | SPIRAL DUCT | 200 | . | . | . | VARCF-302 | NO
SPIRAL DUCT | 12 | 8 | ft | 0 | SPIRAL DUCT | 250 | . | . | . | VARCF-304 | NO
SPIRAL DUCT | 12 | 3.3 | ft | 0 | SPIRAL DUCT | 250 | . | . | . | VARCF-302 | NO
SPIRAL DUCT | 12 | 3.9 | ft | 0 | SPIRAL DUCT | 200 | . | . | . | VARCF-302/304 | NO
SPIRAL DUCT | 12 | 10.2 | ft | 0 | SPIRAL DUCT | 150 | . | . | . | VARCF-304 | NO
SPIRAL DUCT | 12 | 4.9 | ft | 0 | SPIRAL DUCT | 150 | . | . | . | VARCF-302 | NO
SPIRAL DUCT | 12 | 1.7 | ft | 0 | SPIRAL DUCT | 150 | . | . | . | VARCF-302 | NO
SPIRAL DUCT | 12 | 2.5 | ft | 0 | SPIRAL DUCT | 150 | . | . | . | VARCF-304 | NO
SPIRAL DUCT | 12 | 0.8 | ft | 0 | SPIRAL DUCT | 200 | . | . | . | VARCF-304 | NO
SPIRAL DUCT | 12 | 4.6 | ft | 0 | SPIRAL DUCT | 200 | . | . | . | VARCF-304 | NO
SPIRAL DUCT | 13 | 3.4 | ft | 0 | SPIRAL DUCT | 150 | . | . | . | VARCF-302 | NO
SPIRAL DUCT | 13 | 1.4 | ft | 0 | SPIRAL DUCT | 150 | . | . | . | VARCF-302 | NO
SPIRAL DUCT | 13 | 0.8 | ft | 0 | SPIRAL DUCT | 150 | . | . | . | VARCF-304 | NO
SPIRAL DUCT | 13 | 0.7 | ft | 0 | SPIRAL DUCT | 200 | . | . | . | VARCF-302/304 | NO
SPIRAL DUCT | 13 | 5.1 | ft | 0 | SPIRAL DUCT | 150 | . | . | . | VARCF-304 | NO
SPIRAL DUCT | 13 | 0.6 | ft | 0 | SPIRAL DUCT | 150 | . | . | . | VARCF-302 | NO
SPIRAL DUCT | 13 | 1.1 | ft | 0 | SPIRAL DUCT | 250 | . | . | . | VARCF-302/304 | NO
SPIRAL DUCT | 13 | 1.7 | ft | 0 | SPIRAL DUCT | 250 | . | . | . | VARCF-302/304 | NO
SPIRAL DUCT | 13 | 1.1 | ft | 0 | SPIRAL DUCT | 250 | . | . | . | VARCF-302/304 | NO
SPIRAL DUCT | 13 | 1.1 | ft | 0 | SPIRAL DUCT | 250 | . | . | . | VARCF-302/304 | NO
SPIRAL DUCT | 13 | 5.5 | ft | 0 | SPIRAL DUCT | 350 | . | . | . | VARCF-304 | NO
SPIRAL DUCT | 13 | 1.2 | ft | 0 | SPIRAL DUCT | 350 | . | . | . | VARCF-302 | NO
SPIRAL DUCT | 13 | 1.3 | ft | 0 | SPIRAL DUCT | 350 | . | . | . | VARCF-302 | NO
SPIRAL DUCT | 13 | 2.5 | ft | 0 | SPIRAL DUCT | 350 | . | . | . | VARCF-304 | NO
SPIRAL DUCT | 13 | 1.6 | ft | 0 | SPIRAL DUCT | 250 | . | . | . | VARCF-302/304 | NO
SPIRAL DUCT | 13 | 1.1 | ft | 0 | SPIRAL DUCT | 250 | . | . | . | VARCF-302/304 | NO
SPIRAL DUCT | 13 | 1.1 | ft | 0 | SPIRAL DUCT | 250 | . | . | . | VARCF-302/304 | NO
SPIRAL DUCT | 13 | 4.8 | ft | 0 | SPIRAL DUCT | 300 | . | . | . | VACF-301 | NO
SPIRAL DUCT | 13 | 10 | ft | 0 | SPIRAL DUCT | 350 | . | . | . | VARCF-302 | NO
SPIRAL DUCT | 13 | 30.8 | ft | 0 | SPIRAL DUCT | 350 | . | . | . | VARCF-304 | NO
SPIRAL DUCT | 13 | 7.7 | ft | 0 | SPIRAL DUCT | 300 | . | . | . | VARCF-302/304 | NO
SPIRAL DUCT | 13 | 8.2 | ft | 0 | SPIRAL DUCT | 300 | . | . | . | VARCF-302/304 | NO
SPIRAL DUCT | 13 | 3.1 | ft | 0 | SPIRAL DUCT | 300 | . | . | . | VARCF-302/304 | NO
SPIRAL DUCT | 13 | 0.9 | ft | 0 | SPIRAL DUCT | 300 | . | . | . | VARCF-302/304 | NO
SPIRAL DUCT | 13 | 2.2 | ft | 0 | SPIRAL DUCT | 300 | . | . | . | VARCF-302/304 | NO
SPIRAL DUCT | 13 | 1.4 | ft | 0 | SPIRAL DUCT | 300 | . | . | . | VARCF-302/304 | NO
SPIRAL DUCT | 13 | 7.7 | ft | 0 | SPIRAL DUCT | 300 | . | . | . | VARCF-302/304 | NO
SPIRAL DUCT | 13 | 8.2 | ft | 0 | SPIRAL DUCT | 300 | . | . | . | VARCF-302/304 | NO
SPIRAL DUCT | 13 | 14.1 | ft | 0 | SPIRAL DUCT | 350 | . | . | . | VARCF-304 | NO
SPIRAL DUCT | 13 | 8 | ft | 0 | SPIRAL DUCT | 350 | . | . | . | VARCF-302 | NO
SPIRAL DUCT | 13 | 11 | ft | 0 | SPIRAL DUCT | 350 | . | . | . | VARCF-302 | NO
SPIRAL DUCT | 13 | 7.8 | ft | 0 | SPIRAL DUCT | 350 | . | . | . | VARCF-302 | NO
SPIRAL DUCT | 13 | 4.6 | ft | 0 | SPIRAL DUCT | 300 | . | . | . | VARCF-302/304 | NO
SPIRAL DUCT | 13 | 1 | ft | 0 | SPIRAL DUCT | 300 | . | . | . | VARCF-302/304 | NO
SPIRAL DUCT | 13 | 0.6 | ft | 0 | SPIRAL DUCT | 300 | . | . | . | VARCF-302/304 | NO
SPIRAL DUCT | 13 | 4.6 | ft | 0 | SPIRAL DUCT | 300 | . | . | . | VARCF-302/304 | NO
SPIRAL DUCT | 13 | 2.3 | ft | 0 | SPIRAL DUCT | 300 | . | . | . | VARCF-302/304 | NO
SPIRAL DUCT | 13 | 2.8 | ft | 0 | SPIRAL DUCT | 300 | . | . | . | VARCF-302/304 | NO
SPIRAL DUCT | 13 | 8.3 | ft | 0 | SPIRAL DUCT | 300 | . | . | . | VARCF-302/304 | NO
SPIRAL DUCT | 13 | 5.1 | ft | 0 | SPIRAL DUCT | 300 | . | . | . | VARCF-302/304 | NO
SPIRAL DUCT | 13 | 1 | ft | 0 | SPIRAL DUCT | 350 | . | . | . | VARCF-304 | NO
SPIRAL DUCT | 13 | 7.5 | ft | 0 | SPIRAL DUCT | 350 | . | . | . | VARCF-302 | NO
SPIRAL DUCT | 13 | 8.9 | ft | 0 | SPIRAL DUCT | 250 | . | . | . | VARCF-302 | NO
SPIRAL DUCT | 13 | 0.9 | ft | 0 | SPIRAL DUCT | 250 | . | . | . | VARCF-304 | NO
SPIRAL DUCT | 13 | 3 | ft | 0 | SPIRAL DUCT | 300 | . | . | . | VARCF-302/304 | NO
SPIRAL DUCT | 13 | 0.9 | ft | 0 | SPIRAL DUCT | 300 | . | . | . | VARCF-302/304 | NO
SPIRAL DUCT | 13 | 5.7 | ft | 0 | SPIRAL DUCT | 200 | . | . | . | VARCF-302 | NO
SPIRAL DUCT | 13 | 1.5 | ft | 0 | SPIRAL DUCT | 200 | . | . | . | VARCF-304 | NO
SPIRAL DUCT | 13 | 8.9 | ft | 0 | SPIRAL DUCT | 200 | . | . | . | VARCF-302 | NO
SPIRAL DUCT | 13 | 5.7 | ft | 0 | SPIRAL DUCT | 200 | . | . | . | VARCF-302 | NO
SPIRAL DUCT | 13 | 1.5 | ft | 0 | SPIRAL DUCT | 200 | . | . | . | VARCF-304 | NO
SPIRAL DUCT | 13 | 2.6 | ft | 0 | SPIRAL DUCT | 200 | . | . | . | VARCF-304 | NO
SPIRAL DUCT | 13 | 3.2 | ft | 0 | SPIRAL DUCT | 200 | . | . | . | VARCF-302/304 | NO
SPIRAL DUCT | 13 | 3 | ft | 0 | SPIRAL DUCT | 200 | . | . | . | VARCF-302/304 | NO
SPIRAL DUCT | 13 | 1.7 | ft | 0 | SPIRAL DUCT | 250 | . | . | . | VARCF-302/304 | NO
SPIRAL DUCT | 13 | 1.7 | ft | 0 | SPIRAL DUCT | 250 | . | . | . | VARCF-302/304 | NO
SPIRAL DUCT | 13 | 0.8 | ft | 0 | SPIRAL DUCT | 200 | . | . | . | VARCF-302/304 | NO
SPIRAL DUCT | 13 | 5.7 | ft | 0 | SPIRAL DUCT | 200 | . | . | . | VARCF-302/304 | NO
SPIRAL DUCT | 13 | 4.9 | ft | 0 | SPIRAL DUCT | 200 | . | . | . | VARCF-302/304 | NO
SPIRAL DUCT | 13 | 5.4 | ft | 0 | SPIRAL DUCT | 200 | . | . | . | VARCF-302/304 | NO
SPIRAL DUCT | 13 | 5.4 | ft | 0 | SPIRAL DUCT | 200 | . | . | . | VARCF-302/304 | NO
SPIRAL DUCT | 13 | 5.7 | ft | 0 | SPIRAL DUCT | 200 | . | . | . | VARCF-302/304 | NO
SPIRAL DUCT | 13 | 6 | ft | 0 | SPIRAL DUCT | 200 | . | . | . | VARCF-302/304 | NO
SPIRAL DUCT | 13 | 4.6 | ft | 0 | SPIRAL DUCT | 200 | . | . | . | VARCF-302/304 | NO
SPIRAL DUCT | 13 | 5 | ft | 0 | SPIRAL DUCT | 200 | . | . | . | VARCF-302/304 | NO
SPIRAL DUCT | 13 | 5 | ft | 0 | SPIRAL DUCT | 200 | . | . | . | VARCF-302/304 | NO
SPIRAL DUCT | 13 | 5 | ft | 0 | SPIRAL DUCT | 250 | . | . | . | VARCF-302/304 | NO
SPIRAL DUCT | 13 | 5 | ft | 0 | SPIRAL DUCT | 250 | . | . | . | VARCF-302/304 | NO
SPIRAL DUCT | 13 | 0.8 | ft | 0 | SPIRAL DUCT | 200 | . | . | . | VARCF-302/304 | NO
SPIRAL DUCT | 13 | 3.9 | ft | 0 | SPIRAL DUCT | 150 | . | . | . | VARCF-304 | NO
SPIRAL DUCT | 13 | 0.6 | ft | 0 | SPIRAL DUCT | 200 | . | . | . | VARCF-302/304 | NO
SPIRAL DUCT | 13 | 0.6 | ft | 0 | SPIRAL DUCT | 200 | . | . | . | VARCF-302/304 | NO
SPIRAL DUCT | 13 | 0.5 | ft | 0 | SPIRAL DUCT | 200 | . | . | . | VARCF-302/304 | NO
SPIRAL DUCT | 13 | 8.3 | ft | 0 | SPIRAL DUCT | 150 | . | . | . | VARCF-304 | NO
SPIRAL DUCT | 13 | 4.7 | ft | 0 | SPIRAL DUCT | 150 | . | . | . | VARCF-304 | NO
SPIRAL DUCT | 13 | 4.5 | ft | 0 | SPIRAL DUCT | 150 | . | . | . | VARCF-304 | NO
SPIRAL DUCT | 13 | 3.2 | ft | 0 | SPIRAL DUCT | 150 | . | . | . | VARCF-304 | NO
SPIRAL DUCT | 13 | 0.8 | ft | 0 | SPIRAL DUCT | 200 | . | . | . | VARCF-302/304 | NO
SPIRAL DUCT | 13 | 7.8 | ft | 0 | SPIRAL DUCT | 250 | . | . | . | VARCF-302/304 | NO
SPIRAL DUCT | 13 | 0.9 | ft | 0 | SPIRAL DUCT | 150 | . | . | . | VARCF-302/304 | NO
SPIRAL DUCT | 13 | 4.1 | ft | 0 | SPIRAL DUCT | 150 | . | . | . | VARCF-302/304 | NO
SPIRAL DUCT | 13 | 4.9 | ft | 0 | SPIRAL DUCT | 200 | . | . | . | VARCF-302/304 | NO
SPIRAL DUCT | 13 | 5.2 | ft | 0 | SPIRAL DUCT | 200 | . | . | . | VARCF-302/304 | NO
SPIRAL DUCT | 13 | 2 | ft | 0 | SPIRAL DUCT | 150 | . | . | . | VARCF-302 | NO
SPIRAL DUCT | 13 | 4.8 | ft | 0 | SPIRAL DUCT | 150 | . | . | . | VARCF-304 | NO
SPIRAL DUCT | 13 | 1.6 | ft | 0 | SPIRAL DUCT | 150 | . | . | . | VARCF-304 | NO
SPIRAL DUCT | 13 | 12.3 | ft | 0 | SPIRAL DUCT | 150 | . | . | . | VARCF-302 | NO
SPIRAL DUCT | 13 | 1.5 | ft | 0 | SPIRAL DUCT | 150 | . | . | . | VARCF-304 | NO
SPIRAL DUCT | 13 | 2.5 | ft | 0 | SPIRAL DUCT | 150 | . | . | . | VARCF-302 | NO
SPIRAL DUCT | 13 | 1.7 | ft | 0 | SPIRAL DUCT | 150 | . | . | . | VARCF-302 | NO
SPIRAL DUCT | 13 | 1.7 | ft | 0 | SPIRAL DUCT | 150 | . | . | . | VARCF-304 | NO
SPIRAL DUCT | 13 | 4 | ft | 0 | SPIRAL DUCT | 350 | . | . | . | VARCF-304 | NO
SPIRAL DUCT | 13 | 3 | ft | 0 | SPIRAL DUCT | 350 | . | . | . | VARCF-302 | NO
SPIRAL DUCT | 13 | 6.1 | ft | 0 | SPIRAL DUCT | 300 | . | . | . | VARCF-302/304 | NO
SPIRAL DUCT | 13 | 2.4 | ft | 0 | SPIRAL DUCT | 300 | . | . | . | VARCF-302/304 | NO
SPIRAL DUCT | 13 | 10 | ft | 0 | SPIRAL DUCT | 300 | . | . | . | VARCF-302/304 | NO
SPIRAL DUCT | 13 | 9.7 | ft | 0 | SPIRAL DUCT | 300 | . | . | . | VARCF-302/304 | NO
SPIRAL DUCT | 13 | 1.7 | ft | 0 | SPIRAL DUCT | 200 | . | . | . | VARCF-302 | NO
SPIRAL DUCT | 13 | 1.7 | ft | 0 | SPIRAL DUCT | 200 | . | . | . | VARCF-304 | NO
SPIRAL DUCT | 13 | 0.5 | ft | 0 | SPIRAL DUCT | 150 | . | . | . | VARCF-304 | NO
SPIRAL DUCT | 13 | 1.7 | ft | 0 | SPIRAL DUCT | 150 | . | . | . | VARCF-302 | NO
SPIRAL DUCT | 13 | 2.5 | ft | 0 | SPIRAL DUCT | 150 | . | . | . | VARCF-302 | NO
SPIRAL DUCT | 13 | 0.7 | ft | 0 | SPIRAL DUCT | 150 | . | . | . | VARCF-304 | NO
SPIRAL DUCT | 13 | 2.5 | ft | 0 | SPIRAL DUCT | 150 | . | . | . | VARCF-302 | NO
SPIRAL DUCT | 13 | 0.7 | ft | 0 | SPIRAL DUCT | 150 | . | . | . | VARCF-304 | NO
SPIRAL DUCT | 13 | 0.7 | ft | 0 | SPIRAL DUCT | 150 | . | . | . | VARCF-304 | NO
SPIRAL DUCT | 13 | 2.5 | ft | 0 | SPIRAL DUCT | 150 | . | . | . | VARCF-302 | NO
SPIRAL DUCT | 13 | 1.4 | ft | 0 | SPIRAL DUCT | 150 | . | . | . | VARCF-304 | NO
SPIRAL DUCT | 13 | 1.3 | ft | 0 | SPIRAL DUCT | 150 | . | . | . | VARCF-302 | NO
SPIRAL DUCT | 13 | 1.3 | ft | 0 | SPIRAL DUCT | 150 | . | . | . | VARCF-304 | NO
SPIRAL DUCT | 13 | 1.7 | ft | 0 | SPIRAL DUCT | 150 | . | . | . | VARCF-302 | NO
SPIRAL DUCT | 13 | 0.9 | ft | 0 | SPIRAL DUCT | 150 | . | . | . | VARCF-304 | NO
SPIRAL DUCT | 13 | 3.9 | ft | 0 | SPIRAL DUCT | 150 | . | . | . | VARCF-304 | NO
SPIRAL DUCT | 13 | 2.5 | ft | 0 | SPIRAL DUCT | 150 | . | . | . | VARCF-302 | NO
SPIRAL DUCT | 13 | 4 | ft | 0 | SPIRAL DUCT | 150 | . | . | . | VARCF-302 | NO
SPIRAL DUCT | 13 | 4.2 | ft | 0 | SPIRAL DUCT | 150 | . | . | . | VARCF-302 | NO
SPIRAL DUCT | 13 | 4.2 | ft | 0 | SPIRAL DUCT | 150 | . | . | . | VARCF-304 | NO
SPIRAL DUCT | 13 | 1.1 | ft | 0 | SPIRAL DUCT | 150 | . | . | . | VARCF-304 | NO
SPIRAL DUCT | 13 | 1.3 | ft | 0 | SPIRAL DUCT | 150 | . | . | . | VARCF-302 | NO
SPIRAL DUCT | 13 | 1.3 | ft | 0 | SPIRAL DUCT | 150 | . | . | . | VARCF-302 | NO
SPIRAL DUCT | 13 | 1.4 | ft | 0 | SPIRAL DUCT | 150 | . | . | . | VARCF-302 | NO
SPIRAL DUCT | 13 | 3 | ft | 0 | SPIRAL DUCT | 150 | . | . | . | VARCF-302 | NO
SPIRAL DUCT | 9 | 3.6 | ft | 0 | SPIRAL DUCT | 200 | . | . | . | VARCF-305 | NO
SPIRAL DUCT | 9 | 0.5 | ft | 0 | SPIRAL DUCT | 300 | . | . | . | VARCF-305 | NO
SPIRAL DUCT | 9 | 1 | ft | 0 | SPIRAL DUCT | 150 | . | . | . | VARCF-305 | NO
SPIRAL DUCT | 9 | 8 | ft | 0 | SPIRAL DUCT | 200 | . | . | . | VARCF-305 | NO
SPIRAL DUCT | 9 | 3.5 | ft | 0 | SPIRAL DUCT | 150 | . | . | . | VARCF-305 | NO
SPIRAL DUCT | 9 | 3.8 | ft | 0 | SPIRAL DUCT | 150 | . | . | . | VARCF-305 | NO
SPIRAL DUCT | 9 | 3.7 | ft | 0 | SPIRAL DUCT | 150 | . | . | . | VARCF-305 | NO
SPIRAL DUCT | 9 | 2.1 | ft | 0 | SPIRAL DUCT | 150 | . | . | . | VARCF-305 | NO
SPIRAL DUCT | 9 | 6.1 | ft | 0 | SPIRAL DUCT | 150 | . | . | . | VARCF-305 | NO
SPIRAL DUCT | 9 | 2.2 | ft | 0 | SPIRAL DUCT | 150 | . | . | . | VARCF-305 | NO
SPIRAL DUCT | 9 | 2.5 | ft | 0 | SPIRAL DUCT | 150 | . | . | . | VARCF-305 | NO
SPIRAL DUCT | 9 | 0.8 | ft | 0 | SPIRAL DUCT | 150 | . | . | . | VARCF-305 | NO
SPIRAL DUCT | 9 | 8.3 | ft | 0 | SPIRAL DUCT | 150 | . | . | . | VARCF-305 | NO
SPIRAL DUCT | 9 | 4.6 | ft | 0 | SPIRAL DUCT | 150 | . | . | . | VARCF-305 | NO
SPIRAL DUCT | 9 | 5 | ft | 0 | SPIRAL DUCT | 150 | . | . | . | VARCF-305 | NO
SPIRAL DUCT | 9 | 4.9 | ft | 0 | SPIRAL DUCT | 150 | . | . | . | VARCF-305 | NO
SPIRAL DUCT | 9 | 5 | ft | 0 | SPIRAL DUCT | 150 | . | . | . | VARCF-305 | NO
SPIRAL DUCT | 9 | 5 | ft | 0 | SPIRAL DUCT | 150 | . | . | . | VARCF-305 | NO
SPIRAL DUCT | 9 | 5 | ft | 0 | SPIRAL DUCT | 150 | . | . | . | VARCF-305 | NO
SPIRAL DUCT | 9 | 1.2 | ft | 0 | SPIRAL DUCT | 150 | . | . | . | VARCF-305 | NO
SPIRAL DUCT | 9 | 1.1 | ft | 0 | SPIRAL DUCT | 150 | . | . | . | VARCF-304/305 | NO
SPIRAL DUCT | 9 | 1.1 | ft | 0 | SPIRAL DUCT | 200 | . | . | . | VARCF-305 | NO
SPIRAL DUCT | 9 | 5.5 | ft | 0 | SPIRAL DUCT | 150 | . | . | . | VARCF-305 | NO
SPIRAL DUCT | 9 | 5.9 | ft | 0 | SPIRAL DUCT | 150 | . | . | . | VARCF-305 | NO
SPIRAL DUCT | 9 | 6.4 | ft | 0 | SPIRAL DUCT | 150 | . | . | . | VARCF-305 | NO
SPIRAL DUCT | 9 | 4.4 | ft | 0 | SPIRAL DUCT | 150 | . | . | . | VARCF-305 | NO
SPIRAL DUCT | 9 | 2.8 | ft | 0 | SPIRAL DUCT | 150 | . | . | . | VARCF-305 | NO
SPIRAL DUCT | 9 | 1.1 | ft | 0 | SPIRAL DUCT | 150 | . | . | . | VARCF-305 | NO
SPIRAL DUCT | 9 | 1.1 | ft | 0 | SPIRAL DUCT | 150 | . | . | . | VARCF-305 | NO
SPIRAL DUCT | 9 | 1.2 | ft | 0 | SPIRAL DUCT | 150 | . | . | . | VARCF-305 | NO
SPIRAL DUCT | 9 | 0.7 | ft | 0 | SPIRAL DUCT | 150 | . | . | . | VARCF-305 | NO
SPIRAL DUCT | 9 | 0.6 | ft | 0 | SPIRAL DUCT | 150 | . | . | . | VARCF-305 | NO
SPIRAL DUCT | 9 | 3.6 | ft | 0 | SPIRAL DUCT | 200 | . | . | . | VARCF-305 | NO
SPIRAL DUCT | 9 | 3.9 | ft | 0 | SPIRAL DUCT | 150 | . | . | . | VARCF-305 | NO
SPIRAL DUCT | 9 | 5 | ft | 0 | SPIRAL DUCT | 150 | . | . | . | VARCF-305 | NO
SPIRAL DUCT | 9 | 1.8 | ft | 0 | SPIRAL DUCT | 150 | . | . | . | VARCF-305 | NO
SPIRAL DUCT | 9 | 1.7 | ft | 0 | SPIRAL DUCT | 150 | . | . | . | VARCF-304 | NO
SPIRAL DUCT | 9 | 4.9 | ft | 0 | SPIRAL DUCT | 150 | . | . | . | VARCF-304 | NO
SPIRAL DUCT | 9 | 2.9 | ft | 0 | SPIRAL DUCT | 150 | . | . | . | VARCF-304 | NO
SPIRAL DUCT | 9 | 4.7 | ft | 0 | SPIRAL DUCT | 150 | . | . | . | VARCF-305 | NO
SPIRAL DUCT | 9 | 1 | ft | 0 | SPIRAL DUCT | 250 | . | . | . | VARCF-304/305 | NO
SPIRAL DUCT | 9 | 4.4 | ft | 0 | SPIRAL DUCT | 150 | . | . | . | VARCF-304 | NO
SPIRAL DUCT | 9 | 6 | ft | 0 | SPIRAL DUCT | 250 | . | . | . | VARCF-304/305 | NO
SPIRAL DUCT | 9 | 4.3 | ft | 0 | SPIRAL DUCT | 250 | . | . | . | VARCF-304/305 | NO
SPIRAL DUCT | 9 | 4.6 | ft | 0 | SPIRAL DUCT | 200 | . | . | . | VARCF-304/305 | NO
SPIRAL DUCT | 9 | 7 | ft | 0 | SPIRAL DUCT | 200 | . | . | . | VARCF-304 | NO
SPIRAL DUCT | 9 | 2.4 | ft | 0 | SPIRAL DUCT | 150 | . | . | . | VARCF-304 | NO
SPIRAL DUCT | 9 | 2.4 | ft | 0 | SPIRAL DUCT | 150 | . | . | . | VARCF-304 | NO
SPIRAL DUCT | 9 | 2.5 | ft | 0 | SPIRAL DUCT | 150 | . | . | . | VARCF-304 | NO
SPIRAL DUCT | 9 | 5.4 | ft | 0 | SPIRAL DUCT | 200 | . | . | . | VARCF-304 | NO
SPIRAL DUCT | 9 | 1.9 | ft | 0 | SPIRAL DUCT | 200 | . | . | . | VARCF-304/305 | NO
SPIRAL DUCT | 9 | 6.2 | ft | 0 | SPIRAL DUCT | 250 | . | . | . | VARCF-304/305 | NO
SPIRAL DUCT | 9 | 5.6 | ft | 0 | SPIRAL DUCT | 200 | . | . | . | VARCF-304/305 | NO
SPIRAL DUCT | 9 | 1.3 | ft | 0 | SPIRAL DUCT | 150 | . | . | . | VARCF-304 | NO
SPIRAL DUCT | 9 | 1.4 | ft | 0 | SPIRAL DUCT | 150 | . | . | . | VARCF-304 | NO
SPIRAL DUCT | 9 | 5.9 | ft | 0 | SPIRAL DUCT | 200 | . | . | . | VARCF-304/305 | NO
SPIRAL DUCT | 9 | 5.8 | ft | 0 | SPIRAL DUCT | 200 | . | . | . | VARCF-304/305 | NO
SPIRAL DUCT | 9 | 5.1 | ft | 0 | SPIRAL DUCT | 200 | . | . | . | VARCF-304/305 | NO
SPIRAL DUCT | 9 | 3.2 | ft | 0 | SPIRAL DUCT | 200 | . | . | . | VARCF-304/305 | NO
SPIRAL DUCT | 9 | 1.9 | ft | 0 | SPIRAL DUCT | 200 | . | . | . | VARCF-304/305 | NO
SPIRAL DUCT | 9 | 1.9 | ft | 0 | SPIRAL DUCT | 200 | . | . | . | VARCF-304/305 | NO
SPIRAL DUCT | 9 | 1.8 | ft | 0 | SPIRAL DUCT | 200 | . | . | . | VARCF-304/305 | NO
SPIRAL DUCT | 9 | 1.7 | ft | 0 | SPIRAL DUCT | 200 | . | . | . | VARCF-304/305 | NO
SPIRAL DUCT | 9 | 1.6 | ft | 0 | SPIRAL DUCT | 200 | . | . | . | VARCF-304/305 | NO
SPIRAL DUCT | 9 | 1.4 | ft | 0 | SPIRAL DUCT | 150 | . | . | . | VARCF-304 | NO
SPIRAL DUCT | 9 | 2.1 | ft | 0 | SPIRAL DUCT | 150 | . | . | . | VARCF-304 | NO
SPIRAL DUCT | 9 | 6.4 | ft | 0 | SPIRAL DUCT | 150 | . | . | . | VARCF-304 | NO
SPIRAL DUCT | 9 | 9 | ft | 0 | SPIRAL DUCT | 150 | . | . | . | VARCF-304 | NO
SPIRAL DUCT | 9 | 2.3 | ft | 0 | SPIRAL DUCT | 150 | . | . | . | VARCF-304 | NO
SPIRAL DUCT | 9 | 2.2 | ft | 0 | SPIRAL DUCT | 150 | . | . | . | VARCF-304 | NO
SPIRAL DUCT | 9 | 2.9 | ft | 0 | SPIRAL DUCT | 150 | . | . | . | VARCF-304 | NO
SPIRAL DUCT | 9 | 2.5 | ft | 0 | SPIRAL DUCT | 150 | . | . | . | VARCF-304 | NO
SPIRAL DUCT | 9 | 2.4 | ft | 0 | SPIRAL DUCT | 150 | . | . | . | VARCF-304 | NO
SPIRAL DUCT | 9 | 5.9 | ft | 0 | SPIRAL DUCT | 150 | . | . | . | VARCF-304 | NO
SPIRAL DUCT | 9 | 6.3 | ft | 0 | SPIRAL DUCT | 150 | . | . | . | VARCF-304 | NO
SPIRAL DUCT | 9 | 1 | ft | 0 | SPIRAL DUCT | 200 | . | . | . | VARCF-304/305 | NO
SPIRAL DUCT | 9 | 0.9 | ft | 0 | SPIRAL DUCT | 200 | . | . | . | VARCF-304/305 | NO
SPIRAL DUCT | 9 | 0.8 | ft | 0 | SPIRAL DUCT | 200 | . | . | . | VARCF-304/305 | NO
SPIRAL DUCT | 9 | 2.4 | ft | 0 | SPIRAL DUCT | 150 | . | . | . | VARCF-304 | NO
SPIRAL DUCT | 9 | 6.4 | ft | 0 | SPIRAL DUCT | 200 | . | . | . | VARCF-304 | NO
SPIRAL DUCT | 9 | 0.7 | ft | 0 | SPIRAL DUCT | 250 | . | . | . | VARCF-304/305 | NO
SPIRAL DUCT | 9 | 4.2 | ft | 0 | SPIRAL DUCT | 150 | . | . | . | VARCF-304 | NO
SPIRAL DUCT | 9 | 4.2 | ft | 0 | SPIRAL DUCT | 150 | . | . | . | VARCF-304 | NO
SPIRAL DUCT | 9 | 4.2 | ft | 0 | SPIRAL DUCT | 150 | . | . | . | VARCF-304 | NO
SPIRAL DUCT | 9 | 4.2 | ft | 0 | SPIRAL DUCT | 150 | . | . | . | VARCF-304 | NO
SPIRAL DUCT | 9 | 2.5 | ft | 0 | SPIRAL DUCT | 150 | . | . | . | VARCF-304 | NO
SPIRAL DUCT | 9 | 2.6 | ft | 0 | SPIRAL DUCT | 200 | . | . | . | VARCF-304 | NO
SPIRAL DUCT | 9 | 3 | ft | 0 | SPIRAL DUCT | 200 | . | . | . | VARCF-304/305 | NO
SPIRAL DUCT | 9 | 3 | ft | 0 | SPIRAL DUCT | 200 | . | . | . | VARCF-304/305 | NO
SPIRAL DUCT | 9 | 4.9 | ft | 0 | SPIRAL DUCT | 150 | . | . | . | VARCF-304/305 | NO
SPIRAL DUCT | 9 | 5.7 | ft | 0 | SPIRAL DUCT | 200 | . | . | . | VARCF-304/305 | NO
SPIRAL DUCT | 9 | 6.2 | ft | 0 | SPIRAL DUCT | 250 | . | . | . | VARCF-304/305 | NO
SPIRAL DUCT | 9 | 5.8 | ft | 0 | SPIRAL DUCT | 250 | . | . | . | VARCF-304/305 | NO
SPIRAL DUCT | 9 | 5.7 | ft | 0 | SPIRAL DUCT | 250 | . | . | . | VARCF-304/305 | NO
SPIRAL DUCT | 9 | 0.8 | ft | 0 | SPIRAL DUCT | 200 | . | . | . | VARCF-304/305 | NO
SPIRAL DUCT | 9 | 0.7 | ft | 0 | SPIRAL DUCT | 200 | . | . | . | VARCF-304/305 | NO
SPIRAL DUCT | 9 | 0.6 | ft | 0 | SPIRAL DUCT | 200 | . | . | . | VARCF-304/305 | NO
SPIRAL DUCT | 9 | 0.8 | ft | 0 | SPIRAL DUCT | 200 | . | . | . | VARCF-304/305 | NO
SPIRAL DUCT | 9 | 0.7 | ft | 0 | SPIRAL DUCT | 200 | . | . | . | VARCF-304/305 | NO
SPIRAL DUCT | 9 | 0.8 | ft | 0 | SPIRAL DUCT | 200 | . | . | . | VARCF-304/305 | NO
SPIRAL DUCT | 9 | 1.3 | ft | 0 | SPIRAL DUCT | 200 | . | . | . | VARCF-304/305 | NO
SPIRAL DUCT | 9 | 1.6 | ft | 0 | SPIRAL DUCT | 150 | . | . | . | VARCF-304/305 | NO
SPIRAL DUCT | 9 | 2.8 | ft | 0 | SPIRAL DUCT | 300 | . | STAINLESS STEEL | . | VE-314-VE-0001 | NO
SPIRAL DUCT | 9 | 5.2 | ft | 0 | SPIRAL DUCT | 305 | . | STAINLESS STEEL | . | VE-314-VE-0001 | NO
SPIRAL DUCT | 9 | 3.3 | ft | 0 | SPIRAL DUCT | 250 | . | . | . | VARCF-304/305 | NO
SPIRAL DUCT | 9 | 1.4 | ft | 0 | SPIRAL DUCT | 300 | . | . | . | VARCF-305 | NO
SPIRAL DUCT | 9 | 1 | ft | 0 | SPIRAL DUCT | 150 | . | . | . | VARCF-304/305 | NO
SPIRAL DUCT | 9 | 2.4 | ft | 0 | SPIRAL DUCT | 150 | . | . | . | VARCF-304 | NO
SPIRAL DUCT | 9 | 2.8 | ft | 0 | SPIRAL DUCT | 150 | . | . | . | VARCF-304 | NO
SPIRAL DUCT | 9 | 1.4 | ft | 0 | SPIRAL DUCT | 150 | . | . | . | VARCF-304/305 | NO
SPIRAL DUCT | 9 | 1.8 | ft | 0 | SPIRAL DUCT | 150 | . | . | . | VARCF-304 | NO
SPIRAL DUCT | 9 | 1.8 | ft | 0 | SPIRAL DUCT | 150 | . | . | . | VARCF-304 | NO
SPIRAL DUCT | 9 | 1.4 | ft | 0 | SPIRAL DUCT | 150 | . | . | . | VARCF-304/305 | NO
SPIRAL DUCT | 9 | 1.4 | ft | 0 | SPIRAL DUCT | 150 | . | . | . | VARCF-304/305 | NO
SPIRAL DUCT | 9 | 4 | ft | 0 | SPIRAL DUCT | 150 | . | . | . | VARCF-304 | NO
SPIRAL DUCT | 9 | 2.8 | ft | 0 | SPIRAL DUCT | 200 | . | . | . | VARCF-304 | NO
SPIRAL DUCT | 9 | 12.2 | ft | 0 | SPIRAL DUCT | 250 | . | . | . | VARCF-304/305 | NO
SPIRAL DUCT | 9 | 1.4 | ft | 0 | SPIRAL DUCT | 250 | . | . | . | VARCF-304/305 | NO
SPIRAL DUCT | 9 | 0.9 | ft | 0 | SPIRAL DUCT | 300 | . | . | . | VARCF-304/305 | NO
SPIRAL DUCT | 9 | 1.1 | ft | 0 | SPIRAL DUCT | 300 | . | . | . | VARCF-304/305 | NO
SPIRAL DUCT | 9 | 1.1 | ft | 0 | SPIRAL DUCT | 300 | . | . | . | VARCF-304 | NO
SPIRAL DUCT | 9 | 0.8 | ft | 0 | SPIRAL DUCT | 300 | . | . | . | VARCF-304/305 | NO
SPIRAL DUCT | 9 | 1.3 | ft | 0 | SPIRAL DUCT | 150 | . | . | . | VARCF-304/305 | NO
SPIRAL DUCT | 9 | 2.2 | ft | 0 | SPIRAL DUCT | 250 | . | . | . | VFC-347 | NO
SPIRAL DUCT | 9 | 3.8 | ft | 0 | SPIRAL DUCT | 250 | . | . | . | VFC-347 | NO
SPIRAL DUCT | 9 | 3.4 | ft | 0 | SPIRAL DUCT | 250 | . | . | . | VFC-347 | NO
SPIRAL DUCT | 9 | 1.8 | ft | 0 | SPIRAL DUCT | 250 | . | . | . | VARCF-302/304 | NO
SPIRAL DUCT | 9 | 3.6 | ft | 0 | SPIRAL DUCT | 150 | . | . | . | VARCF-302 | NO
SPIRAL DUCT | 9 | 1.4 | ft | 0 | SPIRAL DUCT | 150 | . | . | . | VARCF-304 | NO
SPIRAL DUCT | 9 | 3.6 | ft | 0 | SPIRAL DUCT | 150 | . | . | . | VARCF-304 | NO
SPIRAL DUCT | 9 | 5.5 | ft | 0 | SPIRAL DUCT | 150 | . | . | . | VARCF-302 | NO
SPIRAL DUCT | 9 | 2.9 | ft | 0 | SPIRAL DUCT | 150 | . | . | . | VARCF-302 | NO
SPIRAL DUCT | 9 | 1.3 | ft | 0 | SPIRAL DUCT | 150 | . | . | . | VARCF-304 | NO
SPIRAL DUCT | 9 | 6.5 | ft | 0 | SPIRAL DUCT | 150 | . | . | . | VARCF-302 | NO
SPIRAL DUCT | 9 | 2.3 | ft | 0 | SPIRAL DUCT | 250 | . | . | . | VARCF-302/304 | NO
SPIRAL DUCT | 9 | 6.1 | ft | 0 | SPIRAL DUCT | 250 | . | . | . | VARCF-302/304 | NO
SPIRAL DUCT | 9 | 5.2 | ft | 0 | SPIRAL DUCT | 200 | . | . | . | VARCF-302 | NO
SPIRAL DUCT | 9 | 13.4 | ft | 0 | SPIRAL DUCT | 200 | . | . | . | VARCF-304 | NO
SPIRAL DUCT | 9 | 3.1 | ft | 0 | SPIRAL DUCT | 150 | . | . | . | VARCF-302 | NO
SPIRAL DUCT | 9 | 2.2 | ft | 0 | SPIRAL DUCT | 150 | . | . | . | VARCF-304 | NO
SPIRAL DUCT | 9 | 4 | ft | 0 | SPIRAL DUCT | 150 | . | . | . | VARCF-302 | NO
SPIRAL DUCT | 9 | 13.3 | ft | 0 | SPIRAL DUCT | 250 | . | . | . | VARCF-304 | NO
SPIRAL DUCT | 9 | 9.3 | ft | 0 | SPIRAL DUCT | 250 | . | . | . | VARCF-302 | NO
SPIRAL DUCT | 9 | 2.9 | ft | 0 | SPIRAL DUCT | 150 | . | . | . | VARCF-302 | NO
SPIRAL DUCT | 9 | 5 | ft | 0 | SPIRAL DUCT | 150 | . | . | . | VARCF-304 | NO
SPIRAL DUCT | 9 | 3.6 | ft | 0 | SPIRAL DUCT | 150 | . | . | . | VARCF-302 | NO
SPIRAL DUCT | 9 | 19.1 | ft | 0 | SPIRAL DUCT | 150 | . | . | . | VARCF-302/304 | NO
SPIRAL DUCT | 9 | 5.4 | ft | 0 | SPIRAL DUCT | 150 | . | . | . | VARCF-302/304 | NO
SPIRAL DUCT | 9 | 2.1 | ft | 0 | SPIRAL DUCT | 150 | . | . | . | VARCF-302/304 | NO
SPIRAL DUCT | 9 | 2.7 | ft | 0 | SPIRAL DUCT | 200 | . | . | . | VARCF-302/304 | NO
SPIRAL DUCT | 9 | 2.7 | ft | 0 | SPIRAL DUCT | 200 | . | . | . | VARCF-302/304 | NO
SPIRAL DUCT | 9 | 6.4 | ft | 0 | SPIRAL DUCT | 200 | . | . | . | VARCF-302/304 | NO
SPIRAL DUCT | 9 | 6.3 | ft | 0 | SPIRAL DUCT | 200 | . | . | . | VARCF-302/304 | NO
SPIRAL DUCT | 9 | 2.2 | ft | 0 | SPIRAL DUCT | 150 | . | . | . | VARCF-304 | NO
SPIRAL DUCT | 9 | 2.8 | ft | 0 | SPIRAL DUCT | 150 | . | . | . | VARCF-302 | NO
SPIRAL DUCT | 9 | 2.2 | ft | 0 | SPIRAL DUCT | 150 | . | . | . | VARCF-304 | NO
SPIRAL DUCT | 9 | 2.8 | ft | 0 | SPIRAL DUCT | 150 | . | . | . | VARCF-302 | NO
SPIRAL DUCT | 9 | 2.5 | ft | 0 | SPIRAL DUCT | 150 | . | . | . | VARCF-302 | NO
SPIRAL DUCT | 9 | 2.2 | ft | 0 | SPIRAL DUCT | 150 | . | . | . | VARCF-304 | NO
SPIRAL DUCT | 9 | 2.2 | ft | 0 | SPIRAL DUCT | 150 | . | . | . | VARCF-304 | NO
SPIRAL DUCT | 9 | 2.6 | ft | 0 | SPIRAL DUCT | 150 | . | . | . | VARCF-302 | NO
SPIRAL DUCT | 9 | 0.6 | ft | 0 | SPIRAL DUCT | 150 | . | . | . | VARCF-302/304 | NO
SPIRAL DUCT | 9 | 0.7 | ft | 0 | SPIRAL DUCT | 150 | . | . | . | VARCF-302/304 | NO
SPIRAL DUCT | 9 | 0.7 | ft | 0 | SPIRAL DUCT | 150 | . | . | . | VARCF-302/304 | NO
SPIRAL DUCT | 9 | 0.7 | ft | 0 | SPIRAL DUCT | 150 | . | . | . | VARCF-302/304 | NO
SPIRAL DUCT | 9 | 0.7 | ft | 0 | SPIRAL DUCT | 150 | . | . | . | VARCF-302/304 | NO
SPIRAL DUCT | 9 | 0.8 | ft | 0 | SPIRAL DUCT | 150 | . | . | . | VARCF-302/304 | NO
SPIRAL DUCT | 9 | 0.7 | ft | 0 | SPIRAL DUCT | 150 | . | . | . | VARCF-302/304 | NO
SPIRAL DUCT | 9 | 0.5 | ft | 0 | SPIRAL DUCT | 200 | . | . | . | VARCF-302/304 | NO
SPIRAL DUCT | 9 | 2.3 | ft | 0 | SPIRAL DUCT | 250 | . | . | . | VFC-347 | NO
SPIRAL DUCT | 10 | 2.4 | ft | 0 | SPIRAL DUCT | 300 | . | . | . | VARCF-302 | NO
SPIRAL DUCT | 10 | 5.8 | ft | 0 | SPIRAL DUCT | 300 | . | . | . | VARCF-302 | NO
SPIRAL DUCT | 10 | 13.6 | ft | 0 | SPIRAL DUCT | 300 | . | . | . | VARCF-304 | NO
SPIRAL DUCT | 10 | 2.8 | ft | 0 | SPIRAL DUCT | 250 | . | . | . | VARCF-302/304 | NO
SPIRAL DUCT | 10 | 2.8 | ft | 0 | SPIRAL DUCT | 250 | . | . | . | VARCF-302/304 | NO
SPIRAL DUCT | 10 | 1.4 | ft | 0 | SPIRAL DUCT | 250 | . | . | . | VARCF-302/304 | NO
SPIRAL DUCT | 10 | 1.4 | ft | 0 | SPIRAL DUCT | 250 | . | . | . | VARCF-302/304 | NO
SPIRAL DUCT | 10 | 2.6 | ft | 0 | SPIRAL DUCT | 250 | . | . | . | VARCF-302/304 | NO
SPIRAL DUCT | 10 | 16.4 | ft | 0 | SPIRAL DUCT | 250 | . | . | . | VARCF-302/304 | NO
SPIRAL DUCT | 10 | 8.5 | ft | 0 | SPIRAL DUCT | 250 | . | . | . | VARCF-302/304 | NO
SPIRAL DUCT | 10 | 2.6 | ft | 0 | SPIRAL DUCT | 250 | . | . | . | VARCF-302/304 | NO
SPIRAL DUCT | 10 | 1.1 | ft | 0 | SPIRAL DUCT | 150 | . | . | . | VARCF-302 | NO
SPIRAL DUCT | 10 | 1.3 | ft | 0 | SPIRAL DUCT | 150 | . | . | . | VARCF-304 | NO
SPIRAL DUCT | 10 | 3.3 | ft | 0 | SPIRAL DUCT | 150 | . | . | . | VARCF-302 | NO
SPIRAL DUCT | 10 | 1 | ft | 0 | SPIRAL DUCT | 150 | . | . | . | VARCF-302/304 | NO
SPIRAL DUCT | 10 | 0.9 | ft | 0 | SPIRAL DUCT | 150 | . | . | . | VARCF-302/304 | NO
SPIRAL DUCT | 10 | 1.6 | ft | 0 | SPIRAL DUCT | 150 | . | . | . | VARCF-304 | NO
SPIRAL DUCT | 10 | 6.1 | ft | 0 | SPIRAL DUCT | 150 | . | . | . | VARCF-302 | NO
SPIRAL DUCT | 10 | 1 | ft | 0 | SPIRAL DUCT | 150 | . | . | . | VARCF-304 | NO
SPIRAL DUCT | 10 | 4.6 | ft | 0 | SPIRAL DUCT | 250 | . | . | . | VARCF-302/304 | NO
SPIRAL DUCT | 10 | 3 | ft | 0 | SPIRAL DUCT | 150 | . | . | . | VARCF-302 | NO
SPIRAL DUCT | 10 | 3 | ft | 0 | SPIRAL DUCT | 150 | . | . | . | VARCF-302 | NO
SPIRAL DUCT | 10 | 2 | ft | 0 | SPIRAL DUCT | 150 | . | . | . | VARCF-302 | NO
SPIRAL DUCT | 10 | 1.4 | ft | 0 | SPIRAL DUCT | 250 | . | . | . | VARCF-302/304 | NO
SPIRAL DUCT | 10 | 4.3 | ft | 0 | SPIRAL DUCT | 250 | . | . | . | VARCF-302 | NO
SPIRAL DUCT | 10 | 2.8 | ft | 0 | SPIRAL DUCT | 150 | . | . | . | VARCF-302 | NO
SPIRAL DUCT | 10 | 1.4 | ft | 0 | SPIRAL DUCT | 150 | . | . | . | VARCF-304 | NO
SPIRAL DUCT | 10 | 1.3 | ft | 0 | SPIRAL DUCT | 150 | . | . | . | VARCF-304 | NO
SPIRAL DUCT | 10 | 6.3 | ft | 0 | SPIRAL DUCT | 250 | . | . | . | VARCF-302/304 | NO
SPIRAL DUCT | 10 | 1.3 | ft | 0 | SPIRAL DUCT | 150 | . | . | . | VARCF-304 | NO
SPIRAL DUCT | 10 | 1.3 | ft | 0 | SPIRAL DUCT | 150 | . | . | . | VARCF-304 | NO
SPIRAL DUCT | 10 | 1.4 | ft | 0 | SPIRAL DUCT | 150 | . | . | . | VARCF-304 | NO
SPIRAL DUCT | 10 | 1.5 | ft | 0 | SPIRAL DUCT | 250 | . | . | . | VARCF-302/304 | NO
SPIRAL DUCT | 10 | 5.9 | ft | 0 | SPIRAL DUCT | 250 | . | . | . | VARCF-302/304 | NO
SPIRAL DUCT | 10 | 10.9 | ft | 0 | SPIRAL DUCT | 150 | . | . | . | VARCF-302 | NO
SPIRAL DUCT | 10 | 2.5 | ft | 0 | SPIRAL DUCT | 150 | . | . | . | VARCF-302 | NO
SPIRAL DUCT | 10 | 2.3 | ft | 0 | SPIRAL DUCT | 150 | . | . | . | VARCF-302 | NO
SPIRAL DUCT | 10 | 1 | ft | 0 | SPIRAL DUCT | 150 | . | . | . | VARCF-304 | NO
SPIRAL DUCT | 10 | 6.4 | ft | 0 | SPIRAL DUCT | 250 | . | . | . | VARCF-302/304 | NO
SPIRAL DUCT | 10 | 3 | ft | 0 | SPIRAL DUCT | 300 | . | . | . | VACF-301 | NO
SPIRAL DUCT | 10 | 0.8 | ft | 0 | SPIRAL DUCT | 150 | . | . | . | VARCF-304 | NO
SPIRAL DUCT | 10 | 1.3 | ft | 0 | SPIRAL DUCT | 150 | . | . | . | VARCF-302/304 | NO
SPIRAL DUCT | 10 | 1.5 | ft | 0 | SPIRAL DUCT | 150 | . | . | . | VARCF-302/304 | NO
SPIRAL DUCT | 10 | 1.2 | ft | 0 | SPIRAL DUCT | 150 | . | . | . | VARCF-302/304 | NO
SPIRAL DUCT | 10 | 1.2 | ft | 0 | SPIRAL DUCT | 150 | . | . | . | VARCF-302/304 | NO
SPIRAL DUCT | 10 | 1.2 | ft | 0 | SPIRAL DUCT | 150 | . | . | . | VARCF-304 | NO
SPIRAL DUCT | 10 | 2.4 | ft | 0 | SPIRAL DUCT | 300 | . | . | . | VARCF-302/304 | NO
SPIRAL DUCT | 10 | 4.4 | ft | 0 | SPIRAL DUCT | 300 | . | . | . | VARCF-302/304 | NO
SPIRAL DUCT | 10 | 7.3 | ft | 0 | SPIRAL DUCT | 300 | . | . | . | VARCF-302/304 | NO
SPIRAL DUCT | 10 | 6.8 | ft | 0 | SPIRAL DUCT | 300 | . | . | . | VARCF-302/304 | NO
SPIRAL DUCT | 10 | 4.2 | ft | 0 | SPIRAL DUCT | 350 | . | . | . | VARCF-302 | NO
SPIRAL DUCT | 10 | 6.9 | ft | 0 | SPIRAL DUCT | 350 | . | . | . | VARCF-304 | NO
SPIRAL DUCT | 10 | 7.2 | ft | 0 | SPIRAL DUCT | 350 | . | . | . | VARCF-302 | NO
SPIRAL DUCT | 10 | 2.1 | ft | 0 | SPIRAL DUCT | 300 | . | . | . | VARCF-302/304 | NO
SPIRAL DUCT | 10 | 3.1 | ft | 0 | SPIRAL DUCT | 300 | . | . | . | VARCF-302/304 | NO
SPIRAL DUCT | 10 | 5.2 | ft | 0 | SPIRAL DUCT | 100 | . | . | . | VARCF-304 | NO
SPIRAL DUCT | 10 | 17.2 | ft | 0 | SPIRAL DUCT | 100 | . | . | . | VARCF-302 | NO
SPIRAL DUCT | 10 | 2.5 | ft | 0 | SPIRAL DUCT | 350 | . | . | . | VARCF-304 | NO
SPIRAL DUCT | 10 | 1 | ft | 0 | SPIRAL DUCT | 350 | . | . | . | VARCF-304 | NO
SPIRAL DUCT | 10 | 1 | ft | 0 | SPIRAL DUCT | 350 | . | . | . | VARCF-302/304 | NO
SPIRAL DUCT | 10 | 8.7 | ft | 0 | SPIRAL DUCT | 350 | . | . | . | VARCF-302/304 | NO
SPIRAL DUCT | 10 | 2.6 | ft | 0 | SPIRAL DUCT | 350 | . | . | . | VARCF-302/304 | NO
SPIRAL DUCT | 10 | 1.4 | ft | 0 | SPIRAL DUCT | 350 | . | . | . | VARCF-302/304 | NO
SPIRAL DUCT | 10 | 2.6 | ft | 0 | SPIRAL DUCT | 350 | . | . | . | VARCF-302/304 | NO
SPIRAL DUCT | 10 | 11.8 | ft | 0 | SPIRAL DUCT | 350 | . | . | . | VARCF-302/304 | NO
SPIRAL DUCT | 10 | 7.2 | ft | 0 | SPIRAL DUCT | 250 | . | . | . | VARCF-302 | NO
SPIRAL DUCT | 10 | 3.6 | ft | 0 | SPIRAL DUCT | 250 | . | . | . | VARCF-302/304 | NO
SPIRAL DUCT | 10 | 1.8 | ft | 0 | SPIRAL DUCT | 200 | . | . | . | VARCF-302 | NO
SPIRAL DUCT | 10 | 2.3 | ft | 0 | SPIRAL DUCT | 200 | . | . | . | VARCF-304 | NO
SPIRAL DUCT | 10 | 51.2 | ft | 0 | SPIRAL DUCT | 200 | . | . | . | VARCF-302/304 | NO
SPIRAL DUCT | 10 | 2.1 | ft | 0 | SPIRAL DUCT | 200 | . | . | . | VARCF-302/304 | NO
SPIRAL DUCT | 10 | 2.6 | ft | 0 | SPIRAL DUCT | 200 | . | . | . | VARCF-302/304 | NO
SPIRAL DUCT | 10 | 1.5 | ft | 0 | SPIRAL DUCT | 200 | . | . | . | VARCF-302 | NO
SPIRAL DUCT | 10 | 2.3 | ft | 0 | SPIRAL DUCT | 200 | . | . | . | VARCF-304 | NO
SPIRAL DUCT | 10 | 2.9 | ft | 0 | SPIRAL DUCT | 200 | . | . | . | VARCF-302/304 | NO
SPIRAL DUCT | 10 | 1.7 | ft | 0 | SPIRAL DUCT | 200 | . | . | . | VARCF-302/304 | NO
SPIRAL DUCT | 10 | 0.6 | ft | 0 | SPIRAL DUCT | 150 | . | . | . | VARCF-302/304 | NO
SPIRAL DUCT | 10 | 0.6 | ft | 0 | SPIRAL DUCT | 150 | . | . | . | VARCF-302/304 | NO
SPIRAL DUCT | 10 | 3 | ft | 0 | SPIRAL DUCT | 150 | . | . | . | VARCF-304 | NO
SPIRAL DUCT | 10 | 1.9 | ft | 0 | SPIRAL DUCT | 150 | . | . | . | VARCF-302 | NO
SPIRAL DUCT | 10 | 2 | ft | 0 | SPIRAL DUCT | 150 | . | . | . | VARCF-302 | NO
SPIRAL DUCT | 10 | 3 | ft | 0 | SPIRAL DUCT | 150 | . | . | . | VARCF-304 | NO
SPIRAL DUCT | 10 | 3 | ft | 0 | SPIRAL DUCT | 150 | . | . | . | VARCF-304 | NO
SPIRAL DUCT | 10 | 2 | ft | 0 | SPIRAL DUCT | 150 | . | . | . | VARCF-302 | NO
SPIRAL DUCT | 10 | 0.6 | ft | 0 | SPIRAL DUCT | 150 | . | . | . | VARCF-302/304 | NO
SPIRAL DUCT | 10 | 0.6 | ft | 0 | SPIRAL DUCT | 150 | . | . | . | VARCF-302/304 | NO
SPIRAL DUCT | 10 | 1.9 | ft | 0 | SPIRAL DUCT | 150 | . | . | . | VARCF-302 | NO
SPIRAL DUCT | 10 | 3 | ft | 0 | SPIRAL DUCT | 150 | . | . | . | VARCF-304 | NO
SPIRAL DUCT | 10 | 1 | ft | 0 | SPIRAL DUCT | 200 | . | . | . | VARCF-302 | NO
SPIRAL DUCT | 10 | 9.2 | ft | 0 | SPIRAL DUCT | 300 | . | . | . | VARCF-304 | NO
SPIRAL DUCT | 10 | 10.2 | ft | 0 | SPIRAL DUCT | 350 | . | . | . | VARCF-302 | NO
SPIRAL DUCT | 10 | 7.5 | ft | 0 | SPIRAL DUCT | 350 | . | . | . | VARCF-302 | NO
SPIRAL DUCT | 10 | 2.6 | ft | 0 | SPIRAL DUCT | 150 | . | . | . | VARCF-304 | NO
SPIRAL DUCT | 10 | 6 | ft | 0 | SPIRAL DUCT | 150 | . | . | . | VARCF-302 | NO
SPIRAL DUCT | 10 | 6.6 | ft | 0 | SPIRAL DUCT | 200 | . | . | . | VARCF-302/304 | NO
SPIRAL DUCT | 10 | 7.8 | ft | 0 | SPIRAL DUCT | 200 | . | . | . | VARCF-302/304 | NO
SPIRAL DUCT | 10 | 2.7 | ft | 0 | SPIRAL DUCT | 150 | . | . | . | VARCF-302 | NO
SPIRAL DUCT | 10 | 2.6 | ft | 0 | SPIRAL DUCT | 150 | . | . | . | VARCF-304 | NO
SPIRAL DUCT | 10 | 2.1 | ft | 0 | SPIRAL DUCT | 150 | . | . | . | VARCF-302 | NO
SPIRAL DUCT | 10 | 1.7 | ft | 0 | SPIRAL DUCT | 150 | . | . | . | VARCF-304 | NO
SPIRAL DUCT | 10 | 2.1 | ft | 0 | SPIRAL DUCT | 150 | . | . | . | VARCF-302 | NO
SPIRAL DUCT | 10 | 1.6 | ft | 0 | SPIRAL DUCT | 150 | . | . | . | VARCF-304 | NO
SPIRAL DUCT | 10 | 0.7 | ft | 0 | SPIRAL DUCT | 200 | . | . | . | VARCF-302/304 | NO
SPIRAL DUCT | 10 | 1 | ft | 0 | SPIRAL DUCT | 150 | . | . | . | VARCF-304 | NO
SPIRAL DUCT | 10 | 6.2 | ft | 0 | SPIRAL DUCT | 350 | . | . | . | VARCF-304 | NO
SPIRAL DUCT | 10 | 1.8 | ft | 0 | SPIRAL DUCT | 250 | . | . | . | VARCF-304 | NO
SPIRAL DUCT | 10 | 0.9 | ft | 0 | SPIRAL DUCT | 200 | . | . | . | VARCF-302/304 | NO
SPIRAL DUCT | 10 | 0.5 | ft | 0 | SPIRAL DUCT | 150 | . | . | . | VARCF-302/304 | NO
SPIRAL DUCT | 25 | 23.6 | ft | 0 | SPIRAL DUCT | 1829 | . | . | . | VARCF-303 | NO
SPIRAL DUCT | 25 | 23.7 | ft | 0 | SPIRAL DUCT | 1829 | . | . | . | VARCF-303 | NO
SPIRAL DUCT | 26 | 4.3 | ft | 0 | SPIRAL DUCT | 150 | . | . | . | VF-361-VF-0001 | NO
SPIRAL DUCT | 26 | 3.9 | ft | 0 | SPIRAL DUCT | 300 | . | . | . | VARCF-302 | NO
SPIRAL DUCT | 26 | 4.1 | ft | 0 | SPIRAL DUCT | 150 | . | . | . | VARCF-302 | NO
SPIRAL DUCT | 26 | 36.3 | ft | 0 | SPIRAL DUCT | 305 | . | STAINLESS STEEL | . | VE-314-VE-0001 | NO
SPIRAL DUCT | 3 | 4.5 | ft | 0 | SPIRAL DUCT | 250 | . | . | . | VARCF-304 | NO
SPIRAL DUCT | 10 | 3.4 | ft | 0 | SPIRAL DUCT | 250 | . | . | . | VARCF-302/304 | NO
SPIRAL DUCT | 21 | 1.1 | ft | 0 | SPIRAL DUCT | 300 | . | . | . | VARCF-304/305 | NO
SPIRAL DUCT | 16 | 1.1 | ft | 0 | SPIRAL DUCT | 150 | . | . | . | VARCF-302/304 | NO